## Cables
e
SOURCE(S) | APS-U | APS-U | CAM | CAM | CAM | CAM | CAM | CAM | CAM | CAM | CAM | CAM | CAM | CAM | CAM | CDB | CAM | CDB | CAM | APS-U | CAM | PCX
SOME BASIC INSTRUCTIONS: |  |  | Controls |  | SR_M | A [mezzanine area] | E [enclosure] | ph [penthouse] | Enter description of | SR_M | A [mezzanine area] | E [enclosure] | ph [penthouse] | Enter description of | [5 empty] | PREFIX | FIRST WAYPOINT | FINAL WAYPOINT
• Maintain row 20 as the seed for adding additional cable rows. | CAM: Diagnostics; CAM: [storage ring; CAM: demarcated by columns; CAM: cabinet, rack, electro-; CAM: device or endpoint.; CAM: [storage ring; CAM: demarcated by columns; CAM: cabinet, rack, electro-; CAM: device or endpoint.; e APS-U: 00 Controls; e PCX: (TBD)
• Cable data is entered left-to-right beginning with the "Owner" field. | CAM: MOM_Vacuum; CAM: mezzanine]; CAM: mechanical enclosure; CAM: high [upper 1/3rd]; CAM: mezzanine]; CAM: mechanical enclosure; CAM: high [upper 1/3rd]; e APS-U: 10 Diagnostics; e CAM: (e.g. sleeve "18-31"
• Editing cable data after entering data left-to-right may result in invalid data. | CAM: Magnetic_Devices; CAM: Do not exceed the cell; CAM: Do not exceed the cell; e APS-U: 20 MOM_Vacuum FE; e CAM: or tray "MB3"); e PCX: (e.g. mezzanine tray
• Enter data only in "Cables" worksheet. Email APS-U edits to other worksheets. | CAM: MOM_Mechanical; CAM: SR_R; CAM: N [room number]; CAM: T [table]; CAM: mid [middle 1/3rd]; CAM: width in this field.; CAM: SR_R; CAM: N [room number]; CAM: T [table]; CAM: mid [middle 1/3rd]; CAM: width in this field.; e APS-U: 21 MOM_Vacuum SR; e PCX: in area 2 "MT2")
L [legacy] | APS-U: L; CAM: Power_Supplies; CAM: [storage ring; CAM: buildings 401, 412, and; CAM: cart, bench, or table; CAM: [storage ring; CAM: buildings 401, 412, and; CAM: bench, cart, or table; e APS-U: 30 Mag_Devices; e CAM: PVC and metal conduit
S [single-layer] | APS-U: S; CAM: Safety_Interlocks; CAM: room]; CAM: 420 are included in SR_R; CAM: low [lower 1/3rd]; CAM: Controls group plans; CAM: room]; CAM: 420 are included in SR_R; CAM: low [lower 1/3rd]; CAM: Controls group plans; e APS-U: 40 MOM_Mech.; e CAM: raceways are sleeves.
M [multi-layer] | APS-U: M; CAM: Radio_Frequency; CAM: P [plinth]; CAM: to use this data to; CAM: P [plinth]; CAM: to use this data to; e APS-U: 50 Power Supplies
T [triangular] | T |  | Cryogenics_and_BLS |  | SR_T | S [sector number] | DLMA, QMQA, FODO, | Slots 1-8 and a-b for | develop naming. | SR_T | S [sector number] | DLMA, QMQA, FODO, | Slots 1-8 and a-b for | develop naming. | [5 empty] | 60 Sfty_Interlocks | RF waveguides and
B [bundle] | APS-U: B; CAM: Information_Tech; CAM: [storage ring; CAM: Sectors are physically; CAM: QMQB, DLMB, or area; CAM: converter cabinets; CAM: [storage ring; CAM: Sectors are physically; CAM: QMQB, DLMB, or area; CAM: converter cabinets; e APS-U: 70 RF; e CAM: utility aisle openings
COM [communication] | APS-U: COM; CAM: SPECIAL PROJECTS; CAM: tunnel]; CAM: and only in the SR tunnel.; CAM: This data will also be; CAM: tunnel]; CAM: and only in the SR tunnel.; CAM: This data will also be; e APS-U: 80 Cryo & BLS; e CAM: are penetrations.
CTRL [control] | APS-U: CTRL; CAM: AOP; CAM: M [manifold]; CAM: Slots 1-8 and a for; CAM: used to define port-level; CAM: M [manifold]; CAM: Slots 1-8 and a for; CAM: used to define port-level; e APS-U: 90 IT
IW [waveguide] | APS-U: IW; CAM: MCR; CAM: SR_U; CAM: U [utility aisle area]; CAM: bipolar cabinets; CAM: names in the future…; CAM: SR_U; CAM: U [utility aisle area]; CAM: bipolar cabinets; CAM: names in the future…; e APS-U: PLUS 4-digit
LV [low voltage <50 volts] | APS-U: LV; CAM: AES-MED; CAM: [utility aisle]; CAM: demarcated by columns; CAM: C [cavity]; CAM: [utility aisle]; CAM: demarcated by columns; CAM: C [cavity]; e APS-U: row number
MV [medium voltage >=50 volts] | APS-U: MV; CAM: APS-U; CAM: SOURCE; CAM: DEVICE; CAM: TARGET; CAM: DEVICE
BRCM kabel name (*NOT the final APS-U, CDB, or MBA name) | Laying | Voltage | Owner | Type | Location | A/N/S/U | E/T/P/M/C | Address | Description | Location | A/N/S/U | E/T/P/M/C | Address | Description | Legacy cable ID | FROM (device) | FROM (port) | TO (device) | TO (port) | Import cable ID | First waypoint | Final waypoint | Notes
[] ¦ []
SR_M_A02_C61_64_01-02[low] ¦ SR_M_A02_C61_64_02-02[low] | M | COM | Controls | M 6 | SR_M | _A02_C61_64_ | 01-02 | low | S01:VVC1 | SR_M | _A02_C61_64_ | 02-02 | low | S02:VVC1 |  | S01:VVC1 | 1T | S02:VVC1 | 1R | 000021
SR_M_A02_C61_64_02-02[low] ¦ SR_M_A04_C67_70_03-02[low] | M | COM | Controls | M 6 | SR_M | _A02_C61_64_ | 02-02 | low | S02:VVC1 | SR_M | _A04_C67_70_ | 03-02 | low | S03:VVC1 |  | S02:VVC1 | 1T | S03:VVC1 | 1R | 000022
SR_M_A04_C67_70_03-02[low] ¦ SR_M_A04_C67_70_04-02[low] | M | COM | Controls | M 6 | SR_M | _A04_C67_70_ | 03-02 | low | S03:VVC1 | SR_M | _A04_C67_70_ | 04-02 | low | S04:VVC1 |  | S03:VVC1 | 1T | S04:VVC1 | 1R | 000023
SR_M_A04_C67_70_04-02[low] ¦ SR_M_A06_C73_76_05-02[low] | M | COM | Controls | M 6 | SR_M | _A04_C67_70_ | 04-02 | low | S04:VVC1 | SR_M | _A06_C73_76_ | 05-02 | low | S05:VVC1 |  | S04:VVC1 | 1T | S05:VVC1 | 1R | 000024
SR_M_A06_C73_76_05-02[low] ¦ SR_M_A06_C73_76_06-02[low] | M | COM | Controls | M 6 | SR_M | _A06_C73_76_ | 05-02 | low | S05:VVC1 | SR_M | _A06_C73_76_ | 06-02 | low | S06:VVC1 |  | S05:VVC1 | 1T | S06:VVC1 | 1R | 000025
SR_M_A06_C73_76_06-02[low] ¦ SR_M_A08_C79_82_07-02[low] | M | COM | Controls | M 6 | SR_M | _A06_C73_76_ | 06-02 | low | S06:VVC1 | SR_M | _A08_C79_82_ | 07-02 | low | S07:VVC1 |  | S06:VVC1 | 1T | S07:VVC1 | 1R | 000026
SR_M_A08_C79_82_07-02[low] ¦ SR_M_A08_C79_82_08-02[low] | M | COM | Controls | M 6 | SR_M | _A08_C79_82_ | 07-02 | low | S07:VVC1 | SR_M | _A08_C79_82_ | 08-02 | low | S08:VVC1 |  | S07:VVC1 | 1T | S08:VVC1 | 1R | 000027
SR_M_A08_C79_82_08-02[low] ¦ SR_M_A10_C85_88_09-02[low] | M | COM | Controls | M 6 | SR_M | _A08_C79_82_ | 08-02 | low | S08:VVC1 | SR_M | _A10_C85_88_ | 09-02 | low | S09:VVC1 |  | S08:VVC1 | 1T | S09:VVC1 | 1R | 000028
SR_M_A10_C85_88_09-02[low] ¦ SR_M_A10_C85_88_10-02[low] | M | COM | Controls | M 6 | SR_M | _A10_C85_88_ | 09-02 | low | S09:VVC1 | SR_M | _A10_C85_88_ | 10-02 | low | S10:VVC1 |  | S09:VVC1 | 1T | S10:VVC1 | 1R | 000029
SR_M_A10_C85_88_10-02[low] ¦ SR_M_A12_C91_94_11-02[low] | M | COM | Controls | M 6 | SR_M | _A10_C85_88_ | 10-02 | low | S10:VVC1 | SR_M | _A12_C91_94_ | 11-02 | low | S11:VVC1 |  | S10:VVC1 | 1T | S11:VVC1 | 1R | 000030
SR_M_A12_C91_94_11-02[low] ¦ SR_M_A12_C91_94_12-02[low] | M | COM | Controls | M 6 | SR_M | _A12_C91_94_ | 11-02 | low | S11:VVC1 | SR_M | _A12_C91_94_ | 12-02 | low | S12:VVC1 |  | S11:VVC1 | 1T | S12:VVC1 | 1R | 000031
SR_M_A12_C91_94_12-02[low] ¦ SR_M_A14_C97_100_13-02[low] | M | COM | Controls | M 6 | SR_M | _A12_C91_94_ | 12-02 | low | S12:VVC1 | SR_M | _A14_C97_100_ | 13-02 | low | S13:VVC1 |  | S12:VVC1 | 1T | S13:VVC1 | 1R | 000032
SR_M_A14_C97_100_13-02[low] ¦ SR_M_A14_C97_100_14-02[low] | M | COM | Controls | M 6 | SR_M | _A14_C97_100_ | 13-02 | low | S13:VVC1 | SR_M | _A14_C97_100_ | 14-02 | low | S14:VVC1 |  | S13:VVC1 | 1T | S14:VVC1 | 1R | 000033
SR_M_A14_C97_100_14-02[low] ¦ SR_M_A16_C103_106_15-02[low] | M | COM | Controls | M 6 | SR_M | _A14_C97_100_ | 14-02 | low | S14:VVC1 | SR_M | _A16_C103_106_ | 15-02 | low | S15:VVC1 |  | S14:VVC1 | 1T | S15:VVC1 | 1R | 000034
SR_M_A16_C103_106_15-02[low] ¦ SR_M_A16_C103_106_16-02[low] | M | COM | Controls | M 6 | SR_M | _A16_C103_106_ | 15-02 | low | S15:VVC1 | SR_M | _A16_C103_106_ | 16-02 | low | S16:VVC1 |  | S15:VVC1 | 1T | S16:VVC1 | 1R | 000035
SR_M_A16_C103_106_16-02[low] ¦ SR_M_A18_C109_112_17-02[low] | M | COM | Controls | M 6 | SR_M | _A16_C103_106_ | 16-02 | low | S16:VVC1 | SR_M | _A18_C109_112_ | 17-02 | low | S17:VVC1 |  | S16:VVC1 | 1T | S17:VVC1 | 1R | 000036
SR_M_A18_C109_112_17-02[low] ¦ SR_M_A18_C109_112_18-02[low] | M | COM | Controls | M 6 | SR_M | _A18_C109_112_ | 17-02 | low | S17:VVC1 | SR_M | _A18_C109_112_ | 18-02 | low | S18:VVC1 |  | S17:VVC1 | 1T | S18:VVC1 | 1R | 000037
SR_M_A18_C109_112_18-02[low] ¦ SR_M_A20_C115_118_19-02[low] | M | COM | Controls | M 6 | SR_M | _A18_C109_112_ | 18-02 | low | S18:VVC1 | SR_M | _A20_C115_118_ | 19-02 | low | S19:VVC1 |  | S18:VVC1 | 1T | S19:VVC1 | 1R | 000038
SR_M_A20_C115_118_19-02[low] ¦ SR_M_A20_C115_118_20-02[low] | M | COM | Controls | M 6 | SR_M | _A20_C115_118_ | 19-02 | low | S19:VVC1 | SR_M | _A20_C115_118_ | 20-02 | low | S20:VVC1 |  | S19:VVC1 | 1T | S20:VVC1 | 1R | 000039
SR_M_A20_C115_118_20-02[low] ¦ SR_M_A22_C121_124_21-02[low] | M | COM | Controls | M 6 | SR_M | _A20_C115_118_ | 20-02 | low | S20:VVC1 | SR_M | _A22_C121_124_ | 21-02 | low | S21:VVC1 |  | S20:VVC1 | 1T | S21:VVC1 | 1R | 000040
SR_M_A22_C121_124_21-02[low] ¦ SR_M_A22_C121_124_22-02[low] | M | COM | Controls | M 6 | SR_M | _A22_C121_124_ | 21-02 | low | S21:VVC1 | SR_M | _A22_C121_124_ | 22-02 | low | S22:VVC1 |  | S21:VVC1 | 1T | S22:VVC1 | 1R | 000041
SR_M_A22_C121_124_22-02[low] ¦ SR_M_A24_C127_130_23-02[low] | M | COM | Controls | M 6 | SR_M | _A22_C121_124_ | 22-02 | low | S22:VVC1 | SR_M | _A24_C127_130_ | 23-02 | low | S23:VVC1 |  | S22:VVC1 | 1T | S23:VVC1 | 1R | 000042
SR_M_A24_C127_130_23-02[low] ¦ SR_M_A24_C127_130_24-02[low] | M | COM | Controls | M 6 | SR_M | _A24_C127_130_ | 23-02 | low | S23:VVC1 | SR_M | _A24_C127_130_ | 24-02 | low | S24:VVC1 |  | S23:VVC1 | 1T | S24:VVC1 | 1R | 000043
SR_M_A24_C127_130_24-02[low] ¦ SR_M_A26_C133_136_25-02[low] | M | COM | Controls | M 6 | SR_M | _A24_C127_130_ | 24-02 | low | S24:VVC1 | SR_M | _A26_C133_136_ | 25-02 | low | S25:VVC1 |  | S24:VVC1 | 1T | S25:VVC1 | 1R | 000044
SR_M_A26_C133_136_25-02[low] ¦ SR_M_A26_C133_136_26-02[low] | M | COM | Controls | M 6 | SR_M | _A26_C133_136_ | 25-02 | low | S25:VVC1 | SR_M | _A26_C133_136_ | 26-02 | low | S26:VVC1 |  | S25:VVC1 | 1T | S26:VVC1 | 1R | 000045
SR_M_A26_C133_136_26-02[low] ¦ SR_M_A28_C139_142_27-02[low] | M | COM | Controls | M 6 | SR_M | _A26_C133_136_ | 26-02 | low | S26:VVC1 | SR_M | _A28_C139_142_ | 27-02 | low | S27:VVC1 |  | S26:VVC1 | 1T | S27:VVC1 | 1R | 000046
SR_M_A28_C139_142_27-02[low] ¦ SR_M_A28_C139_142_28-02[low] | M | COM | Controls | M 6 | SR_M | _A28_C139_142_ | 27-02 | low | S27:VVC1 | SR_M | _A28_C139_142_ | 28-02 | low | S28:VVC1 |  | S27:VVC1 | 1T | S28:VVC1 | 1R | 000047
SR_M_A28_C139_142_28-02[low] ¦ SR_M_A30_C145_148_29-02[low] | M | COM | Controls | M 6 | SR_M | _A28_C139_142_ | 28-02 | low | S28:VVC1 | SR_M | _A30_C145_148_ | 29-02 | low | S29:VVC1 |  | S28:VVC1 | 1T | S29:VVC1 | 1R | 000048
SR_M_A30_C145_148_29-02[low] ¦ SR_M_A30_C145_148_30-02[low] | M | COM | Controls | M 6 | SR_M | _A30_C145_148_ | 29-02 | low | S29:VVC1 | SR_M | _A30_C145_148_ | 30-02 | low | S30:VVC1 |  | S29:VVC1 | 1T | S30:VVC1 | 1R | 000049
SR_M_A30_C145_148_30-02[low] ¦ SR_M_A32_C151_154_31-02[low] | M | COM | Controls | M 6 | SR_M | _A30_C145_148_ | 30-02 | low | S30:VVC1 | SR_M | _A32_C151_154_ | 31-02 | low | S31:VVC1 |  | S30:VVC1 | 1T | S31:VVC1 | 1R | 000050
SR_M_A32_C151_154_31-02[low] ¦ SR_M_A32_C151_154_32-02[low] | M | COM | Controls | M 6 | SR_M | _A32_C151_154_ | 31-02 | low | S31:VVC1 | SR_M | _A32_C151_154_ | 32-02 | low | S32:VVC1 |  | S31:VVC1 | 1T | S32:VVC1 | 1R | 000051
SR_M_A32_C151_154_32-02[low] ¦ SR_M_A34_C157_160_33-02[low] | M | COM | Controls | M 6 | SR_M | _A32_C151_154_ | 32-02 | low | S32:VVC1 | SR_M | _A34_C157_160_ | 33-02 | low | S33:VVC1 |  | S32:VVC1 | 1T | S33:VVC1 | 1R | 000052
SR_M_A34_C157_160_33-02[low] ¦ SR_M_A34_C157_160_34-02[low] | M | COM | Controls | M 6 | SR_M | _A34_C157_160_ | 33-02 | low | S33:VVC1 | SR_M | _A34_C157_160_ | 34-02 | low | S34:VVC1 |  | S33:VVC1 | 1T | S34:VVC1 | 1R | 000053
SR_M_A34_C157_160_34-02[low] ¦ SR_M_A35_C160_163_35-02[low] | M | COM | Controls | M 6 | SR_M | _A34_C157_160_ | 34-02 | low | S34:VVC1 | SR_M | _A35_C160_163_ | 35-02 | low | S35:VVC1 |  | S34:VVC1 | 1T | S35:VVC1 | 1R | 000054
SR_M_A35_C160_163_35-02[low] ¦ SR_M_A36_C163_166_36-02[low] | M | COM | Controls | M 6 | SR_M | _A35_C160_163_ | 35-02 | low | S35:VVC1 | SR_M | _A36_C163_166_ | 36-02 | low | S36:VVC1 |  | S35:VVC1 | 1T | S36:VVC1 | 1R | 000055
SR_M_A36_C163_166_36-02[low] ¦ SR_M_A37_C166_169_37-02[low] | M | COM | Controls | M 6 | SR_M | _A36_C163_166_ | 36-02 | low | S36:VVC1 | SR_M | _A37_C166_169_ | 37-02 | low | S37:VVC1 |  | S36:VVC1 | 1T | S37:VVC1 | 1R | 000056
SR_M_A37_C166_169_37-02[low] ¦ SR_M_A38_C169_52_38-02[low] | M | COM | Controls | M 6 | SR_M | _A37_C166_169_ | 37-02 | low | S37:VVC1 | SR_M | _A38_C169_52_ | 38-02 | low | S38:VVC1 |  | S37:VVC1 | 1T | S38:VVC1 | 1R | 000057
SR_M_A38_C169_52_38-02[low] ¦ SR_M_A40_C55_58_39-02[low] | M | COM | Controls | M 6 | SR_M | _A38_C169_52_ | 38-02 | low | S38:VVC1 | SR_M | _A40_C55_58_ | 39-02 | low | S39:VVC1 |  | S38:VVC1 | 1T | S39:VVC1 | 1R | 000058
SR_M_A40_C55_58_39-02[low] ¦ SR_M_A40_C55_58_40-02[low] | M | COM | Controls | M 6 | SR_M | _A40_C55_58_ | 39-02 | low | S39:VVC1 | SR_M | _A40_C55_58_ | 40-02 | low | S40:VVC1 |  | S39:VVC1 | 1T | S40:VVC1 | 1R | 000059
SR_M_A40_C55_58_40-02[low] ¦ SR_M_A02_C61_64_01-02[low] | M | COM | Controls | M 6 | SR_M | _A40_C55_58_ | 40-02 | low | S40:VVC1 | SR_M | _A02_C61_64_ | 01-02 | low | S01:VVC1 |  | S40:VVC1 | 1T | S01:VVC1 | 1R | 000060
[] ¦ [] | e APS-U: 000061
SR_M_A02_C61_64_01-02[high] ¦ SR_M_A02_C61_64_02-00[mid] | M | COM | Controls | Cat 6a | SR_M | _A02_C61_64_ | 01-02 | high | S01:SDS1 | SR_M | _A02_C61_64_ | 02-00 | mid | S02-NET:NSW1 |  | S01:SDS1 | LAN | S02-NET:NSW1 | (IT?) | 000062
SR_M_A04_C67_70_03-02[high] ¦ SR_M_A04_C67_70_04-03[mid] | M | COM | Controls | Cat 6a | SR_M | _A04_C67_70_ | 03-02 | high | S03:SDS1 | SR_M | _A04_C67_70_ | 04-03 | mid | S04-NET:NSW1 |  | S03:SDS1 | LAN | S04-NET:NSW1 | (IT?) | 000063
SR_M_A06_C73_76_05-02[high] ¦ SR_M_A06_C73_76_06-03[mid] | M | COM | Controls | Cat 6a | SR_M | _A06_C73_76_ | 05-02 | high | S05:SDS1 | SR_M | _A06_C73_76_ | 06-03 | mid | S06-NET:NSW1 |  | S05:SDS1 | LAN | S06-NET:NSW1 | (IT?) | 000064
SR_M_A08_C79_82_07-02[high] ¦ SR_M_A08_C79_82_08-03[mid] | M | COM | Controls | Cat 6a | SR_M | _A08_C79_82_ | 07-02 | high | S07:SDS1 | SR_M | _A08_C79_82_ | 08-03 | mid | S08-NET:NSW1 |  | S07:SDS1 | LAN | S08-NET:NSW1 | (IT?) | 000065
SR_M_A10_C85_88_09-02[high] ¦ SR_M_A10_C85_88_10-03[mid] | M | COM | Controls | Cat 6a | SR_M | _A10_C85_88_ | 09-02 | high | S09:SDS1 | SR_M | _A10_C85_88_ | 10-03 | mid | S10-NET:NSW1 |  | S09:SDS1 | LAN | S10-NET:NSW1 | (IT?) | 000066
SR_M_A12_C91_94_11-02[high] ¦ SR_M_A12_C91_94_11-00[mid] | M | COM | Controls | Cat 6a | SR_M | _A12_C91_94_ | 11-02 | high | S11:SDS1 | SR_M | _A12_C91_94_ | 11-00 | mid | S12-NET:NSW1 |  | S11:SDS1 | LAN | S12-NET:NSW1 | (IT?) | 000067
SR_M_A14_C97_100_13-02[high] ¦ SR_M_A14_C97_100_14-03[mid] | M | COM | Controls | Cat 6a | SR_M | _A14_C97_100_ | 13-02 | high | S13:SDS1 | SR_M | _A14_C97_100_ | 14-03 | mid | S14-NET:NSW1 |  | S13:SDS1 | LAN | S14-NET:NSW1 | (IT?) | 000068
SR_M_A16_C103_106_15-02[high] ¦ SR_M_A16_C103_106_16-03[mid] | M | COM | Controls | Cat 6a | SR_M | _A16_C103_106_ | 15-02 | high | S15:SDS1 | SR_M | _A16_C103_106_ | 16-03 | mid | S16-NET:NSW1 |  | S15:SDS1 | LAN | S16-NET:NSW1 | (IT?) | 000069
SR_M_A18_C109_112_17-02[high] ¦ SR_M_A18_C109_112_18-03[mid] | M | COM | Controls | Cat 6a | SR_M | _A18_C109_112_ | 17-02 | high | S17:SDS1 | SR_M | _A18_C109_112_ | 18-03 | mid | S18-NET:NSW1 |  | S17:SDS1 | LAN | S18-NET:NSW1 | (IT?) | 000070
SR_M_A20_C115_118_19-02[high] ¦ SR_M_A20_C115_118_20-03[mid] | M | COM | Controls | Cat 6a | SR_M | _A20_C115_118_ | 19-02 | high | S19:SDS1 | SR_M | _A20_C115_118_ | 20-03 | mid | S20-NET:NSW1 |  | S19:SDS1 | LAN | S20-NET:NSW1 | (IT?) | 000071
SR_M_A22_C121_124_21-02[high] ¦ SR_M_A22_C121_124_21-00[mid] | M | COM | Controls | Cat 6a | SR_M | _A22_C121_124_ | 21-02 | high | S21:SDS1 | SR_M | _A22_C121_124_ | 21-00 | mid | S22-NET:NSW1 |  | S21:SDS1 | LAN | S22-NET:NSW1 | (IT?) | 000072
SR_M_A24_C127_130_23-02[high] ¦ SR_M_A24_C127_130_24-03[mid] | M | COM | Controls | Cat 6a | SR_M | _A24_C127_130_ | 23-02 | high | S23:SDS1 | SR_M | _A24_C127_130_ | 24-03 | mid | S24-NET:NSW1 |  | S23:SDS1 | LAN | S24-NET:NSW1 | (IT?) | 000073
SR_M_A26_C133_136_25-02[high] ¦ SR_M_A26_C133_136_26-03[mid] | M | COM | Controls | Cat 6a | SR_M | _A26_C133_136_ | 25-02 | high | S25:SDS1 | SR_M | _A26_C133_136_ | 26-03 | mid | S26-NET:NSW1 |  | S25:SDS1 | LAN | S26-NET:NSW1 | (IT?) | 000074
SR_M_A28_C139_142_27-02[high] ¦ SR_M_A28_C139_142_28-03[mid] | M | COM | Controls | Cat 6a | SR_M | _A28_C139_142_ | 27-02 | high | S27:SDS1 | SR_M | _A28_C139_142_ | 28-03 | mid | S28-NET:NSW1 |  | S27:SDS1 | LAN | S28-NET:NSW1 | (IT?) | 000075
SR_M_A30_C145_148_29-02[high] ¦ SR_M_A30_C145_148_30-03[mid] | M | COM | Controls | Cat 6a | SR_M | _A30_C145_148_ | 29-02 | high | S29:SDS1 | SR_M | _A30_C145_148_ | 30-03 | mid | S30-NET:NSW1 |  | S29:SDS1 | LAN | S30-NET:NSW1 | (IT?) | 000076
SR_M_A32_C151_154_31-02[high] ¦ SR_M_A32_C151_154_31-00[mid] | M | COM | Controls | Cat 6a | SR_M | _A32_C151_154_ | 31-02 | high | S31:SDS1 | SR_M | _A32_C151_154_ | 31-00 | mid | S32-NET:NSW1 |  | S31:SDS1 | LAN | S32-NET:NSW1 | (IT?) | 000077
SR_M_A34_C157_160_33-02[high] ¦ SR_M_A34_C157_160_34-03[mid] | M | COM | Controls | Cat 6a | SR_M | _A34_C157_160_ | 33-02 | high | S33:SDS1 | SR_M | _A34_C157_160_ | 34-03 | mid | S34-NET:NSW1 |  | S33:SDS1 | LAN | S34-NET:NSW1 | (IT?) | 000078
SR_M_A35_C160_163_35-02[high] ¦ SR_M_A36_C163_166_36-00[mid] | M | COM | Controls | Cat 6a | SR_M | _A35_C160_163_ | 35-02 | high | S35:SDS1 | SR_M | _A36_C163_166_ | 36-00 | mid | S36-NET:NSW1 |  | S35:SDS1 | LAN | S36-NET:NSW1 | (IT?) | 000079
SR_M_A36_C163_166_36-02[high] ¦ SR_M_A36_C163_166_36-00[mid] | M | COM | Controls | Cat 6a | SR_M | _A36_C163_166_ | 36-02 | high | S36:SDS1 | SR_M | _A36_C163_166_ | 36-00 | mid | S36-NET:NSW1 |  | S36:SDS1 | LAN | S36-NET:NSW1 | (IT?) | 000080
SR_M_A37_C166_169_37-02[high] ¦ SR_M_A38_C169_52_38-03[mid] | M | COM | Controls | Cat 6a | SR_M | _A37_C166_169_ | 37-02 | high | S37:SDS1 | SR_M | _A38_C169_52_ | 38-03 | mid | S38-NET:NSW1 |  | S37:SDS1 | LAN | S38-NET:NSW1 | (IT?) | 000081
SR_M_A40_C55_58_39-02[high] ¦ SR_M_A40_C55_58_40-00[mid] | M | COM | Controls | Cat 6a | SR_M | _A40_C55_58_ | 39-02 | high | S39:SDS1 | SR_M | _A40_C55_58_ | 40-00 | mid | S40-NET:NSW1 |  | S39:SDS1 | LAN | S40-NET:NSW1 | (IT?) | 000082
[] ¦ [] | e APS-U: 000083
SR_M_A02_C61_64_01-BM-AR-RR03[high] ¦ SR_M_A02_C61_64_02-00[mid] | M | COM | Controls | Cat 6a | SR_M | _A02_C61_64_ | 01-BM-AR-RR03 | high | S01BM:SDS1 | SR_M | _A02_C61_64_ | 02-00 | mid | S02-NET:NSW1 |  | S01BM:SDS1 | LAN | S02-NET:NSW1 | (IT?) | 000084
SR_M_A03_C64_67_02-BM-AR-RR03[high] ¦ SR_M_A04_C67_70_04-03[mid] | M | COM | Controls | Cat 6a | SR_M | _A03_C64_67_ | 02-BM-AR-RR03 | high | S02BM:SDS1 | SR_M | _A04_C67_70_ | 04-03 | mid | S04-NET:NSW1 |  | S02BM:SDS1 | LAN | S04-NET:NSW1 | (IT?) | 000085
SR_M_A06_C73_76_05-BM-AR-RR03[high] ¦ SR_M_A06_C73_76_06-03[mid] | M | COM | Controls | Cat 6a | SR_M | _A06_C73_76_ | 05-BM-AR-RR03 | high | S05BM:SDS1 | SR_M | _A06_C73_76_ | 06-03 | mid | S06-NET:NSW1 |  | S05BM:SDS1 | LAN | S06-NET:NSW1 | (IT?) | 000086
SR_M_A07_C76_79_06-BM-AR-RR03[high] ¦ SR_M_A08_C79_82_08-03[mid] | M | COM | Controls | Cat 6a | SR_M | _A07_C76_79_ | 06-BM-AR-RR03 | high | S06BM:SDS1 | SR_M | _A08_C79_82_ | 08-03 | mid | S08-NET:NSW1 |  | S06BM:SDS1 | LAN | S08-NET:NSW1 | (IT?) | 000087
SR_M_A08_C79_82_07-BM-AR-RR03[high] ¦ SR_M_A08_C79_82_08-03[mid] | M | COM | Controls | Cat 6a | SR_M | _A08_C79_82_ | 07-BM-AR-RR03 | high | S07BM:SDS1 | SR_M | _A08_C79_82_ | 08-03 | mid | S08-NET:NSW1 |  | S07BM:SDS1 | LAN | S08-NET:NSW1 | (IT?) | 000088
SR_M_A09_C82_85_08-BM-AR-RR03[high] ¦ SR_M_A10_C85_88_10-03[mid] | M | COM | Controls | Cat 6a | SR_M | _A09_C82_85_ | 08-BM-AR-RR03 | high | S08BM:SDS1 | SR_M | _A10_C85_88_ | 10-03 | mid | S10-NET:NSW1 |  | S08BM:SDS1 | LAN | S10-NET:NSW1 | (IT?) | 000089
SR_M_A10_C85_88_09-BM-AR-RR03[high] ¦ SR_M_A10_C85_88_10-03[mid] | M | COM | Controls | Cat 6a | SR_M | _A10_C85_88_ | 09-BM-AR-RR03 | high | S09BM:SDS1 | SR_M | _A10_C85_88_ | 10-03 | mid | S10-NET:NSW1 |  | S09BM:SDS1 | LAN | S10-NET:NSW1 | (IT?) | 000090
SR_M_A11_C88_91_10-BM-AR-RR03[high] ¦ SR_M_A12_C91_94_11-00[mid] | M | COM | Controls | Cat 6a | SR_M | _A11_C88_91_ | 10-BM-AR-RR03 | high | S10BM:SDS1 | SR_M | _A12_C91_94_ | 11-00 | mid | S12-NET:NSW1 |  | S10BM:SDS1 | LAN | S12-NET:NSW1 | (IT?) | 000091
SR_M_A12_C91_94_11-BM-AR-RR03[high] ¦ SR_M_A12_C91_94_11-00[mid] | M | COM | Controls | Cat 6a | SR_M | _A12_C91_94_ | 11-BM-AR-RR03 | high | S11BM:SDS1 | SR_M | _A12_C91_94_ | 11-00 | mid | S12-NET:NSW1 |  | S11BM:SDS1 | LAN | S12-NET:NSW1 | (IT?) | 000092
SR_M_A13_C94_97_12-BM-AR-RR03[high] ¦ SR_M_A14_C97_100_14-03[mid] | M | COM | Controls | Cat 6a | SR_M | _A13_C94_97_ | 12-BM-AR-RR03 | high | S12BM:SDS1 | SR_M | _A14_C97_100_ | 14-03 | mid | S14-NET:NSW1 |  | S12BM:SDS1 | LAN | S14-NET:NSW1 | (IT?) | 000093
SR_M_A14_C97_100_13-BM-AR-RR03[high] ¦ SR_M_A14_C97_100_14-03[mid] | M | COM | Controls | Cat 6a | SR_M | _A14_C97_100_ | 13-BM-AR-RR03 | high | S13BM:SDS1 | SR_M | _A14_C97_100_ | 14-03 | mid | S14-NET:NSW1 |  | S13BM:SDS1 | LAN | S14-NET:NSW1 | (IT?) | 000094
SR_M_A15_C100_103_14-BM-AR-RR03[high] ¦ SR_M_A16_C103_106_16-03[mid] | M | COM | Controls | Cat 6a | SR_M | _A15_C100_103_ | 14-BM-AR-RR03 | high | S14BM:SDS1 | SR_M | _A16_C103_106_ | 16-03 | mid | S16-NET:NSW1 |  | S14BM:SDS1 | LAN | S16-NET:NSW1 | (IT?) | 000095
SR_M_A17_C106_109_16-BM-AR-RR03[high] ¦ SR_M_A18_C109_112_18-03[mid] | M | COM | Controls | Cat 6a | SR_M | _A17_C106_109_ | 16-BM-AR-RR03 | high | S16BM:SDS1 | SR_M | _A18_C109_112_ | 18-03 | mid | S18-NET:NSW1 |  | S16BM:SDS1 | LAN | S18-NET:NSW1 | (IT?) | 000096
SR_M_A18_C109_112_17-BM-AR-RR03[high] ¦ SR_M_A18_C109_112_18-03[mid] | M | COM | Controls | Cat 6a | SR_M | _A18_C109_112_ | 17-BM-AR-RR03 | high | S17BM:SDS1 | SR_M | _A18_C109_112_ | 18-03 | mid | S18-NET:NSW1 |  | S17BM:SDS1 | LAN | S18-NET:NSW1 | (IT?) | 000097
SR_M_A20_C115_118_19-BM-AR-RR03[high] ¦ SR_M_A20_C115_118_20-03[mid] | M | COM | Controls | Cat 6a | SR_M | _A20_C115_118_ | 19-BM-AR-RR03 | high | S19BM:SDS1 | SR_M | _A20_C115_118_ | 20-03 | mid | S20-NET:NSW1 |  | S19BM:SDS1 | LAN | S20-NET:NSW1 | (IT?) | 000098
SR_M_A21_C118_121_20-BM-AR-RR03[high] ¦ SR_M_A22_C121_124_21-00[mid] | M | COM | Controls | Cat 6a | SR_M | _A21_C118_121_ | 20-BM-AR-RR03 | high | S20BM:SDS1 | SR_M | _A22_C121_124_ | 21-00 | mid | S22-NET:NSW1 |  | S20BM:SDS1 | LAN | S22-NET:NSW1 | (IT?) | 000099
SR_M_A24_C127_130_23-BM-AR-RR03[high] ¦ SR_M_A24_C127_130_24-03[mid] | M | COM | Controls | Cat 6a | SR_M | _A24_C127_130_ | 23-BM-AR-RR03 | high | S23BM:SDS1 | SR_M | _A24_C127_130_ | 24-03 | mid | S24-NET:NSW1 |  | S23BM:SDS1 | LAN | S24-NET:NSW1 | (IT?) | 000100
SR_M_A25_C130_133_24-BM-AR-RR03[high] ¦ SR_M_A26_C133_136_26-03[mid] | M | COM | Controls | Cat 6a | SR_M | _A25_C130_133_ | 24-BM-AR-RR03 | high | S24BM:SDS1 | SR_M | _A26_C133_136_ | 26-03 | mid | S26-NET:NSW1 |  | S24BM:SDS1 | LAN | S26-NET:NSW1 | (IT?) | 000101
SR_M_A34_C157_160_33-BM-AR-RR03[high] ¦ SR_M_A34_C157_160_34-03[mid] | M | COM | Controls | Cat 6a | SR_M | _A34_C157_160_ | 33-BM-AR-RR03 | high | S33BM:SDS1 | SR_M | _A34_C157_160_ | 34-03 | mid | S34-NET:NSW1 |  | S33BM:SDS1 | LAN | S34-NET:NSW1 | (IT?) | 000102
SR_M_A36_C163_166_35-BM-AR-RR03[high] ¦ SR_M_A36_C163_166_36-00[mid] | M | COM | Controls | Cat 6a | SR_M | _A36_C163_166_ | 35-BM-AR-RR03 | high | S35BM:SDS1 | SR_M | _A36_C163_166_ | 36-00 | mid | S36-NET:NSW1 |  | S35BM:SDS1 | LAN | S36-NET:NSW1 | (IT?) | 000103
[] ¦ [] | e APS-U: 000104
SR_M_A02_C61_64_01-ID-AR-RR05[high] ¦ SR_M_A02_C61_64_02-00[mid] | M | COM | Controls | Cat 6a | SR_M | _A02_C61_64_ | 01-ID-AR-RR05 | high | S01ID:SDS1 | SR_M | _A02_C61_64_ | 02-00 | mid | S02-NET:NSW1 |  | S01ID:SDS1 | LAN | S02-NET:NSW1 | (IT?) | 000105
SR_M_A03_C64_67_02-ID-AR-RR05[high] ¦ SR_M_A04_C67_70_04-03[mid] | M | COM | Controls | Cat 6a | SR_M | _A03_C64_67_ | 02-ID-AR-RR05 | high | S02ID:SDS1 | SR_M | _A04_C67_70_ | 04-03 | mid | S04-NET:NSW1 |  | S02ID:SDS1 | LAN | S04-NET:NSW1 | (IT?) | 000106
SR_M_A04_C67_70_03-ID-AR-RR05[high] ¦ SR_M_A04_C67_70_04-03[mid] | M | COM | Controls | Cat 6a | SR_M | _A04_C67_70_ | 03-ID-AR-RR05 | high | S03ID:SDS1 | SR_M | _A04_C67_70_ | 04-03 | mid | S04-NET:NSW1 |  | S03ID:SDS1 | LAN | S04-NET:NSW1 | (IT?) | 000107
SR_M_A05_C70_73_04-ID-AR-RR05[high] ¦ SR_M_A06_C73_76_06-03[mid] | M | COM | Controls | Cat 6a | SR_M | _A05_C70_73_ | 04-ID-AR-RR05 | high | S04ID:SDS1 | SR_M | _A06_C73_76_ | 06-03 | mid | S06-NET:NSW1 |  | S04ID:SDS1 | LAN | S06-NET:NSW1 | (IT?) | 000108
SR_M_A06_C73_76_05-ID-AR-RR05[high] ¦ SR_M_A06_C73_76_06-03[mid] | M | COM | Controls | Cat 6a | SR_M | _A06_C73_76_ | 05-ID-AR-RR05 | high | S05ID:SDS1 | SR_M | _A06_C73_76_ | 06-03 | mid | S06-NET:NSW1 |  | S05ID:SDS1 | LAN | S06-NET:NSW1 | (IT?) | 000109
SR_M_A07_C76_79_06-ID-AR-RR05[high] ¦ SR_M_A08_C79_82_08-03[mid] | M | COM | Controls | Cat 6a | SR_M | _A07_C76_79_ | 06-ID-AR-RR05 | high | S06ID:SDS1 | SR_M | _A08_C79_82_ | 08-03 | mid | S08-NET:NSW1 |  | S06ID:SDS1 | LAN | S08-NET:NSW1 | (IT?) | 000110
SR_M_A08_C79_82_07-ID-AR-RR05[high] ¦ SR_M_A08_C79_82_08-03[mid] | M | COM | Controls | Cat 6a | SR_M | _A08_C79_82_ | 07-ID-AR-RR05 | high | S07ID:SDS1 | SR_M | _A08_C79_82_ | 08-03 | mid | S08-NET:NSW1 |  | S07ID:SDS1 | LAN | S08-NET:NSW1 | (IT?) | 000111
SR_M_A09_C82_85_08-ID-AR-RR05[high] ¦ SR_M_A10_C85_88_10-03[mid] | M | COM | Controls | Cat 6a | SR_M | _A09_C82_85_ | 08-ID-AR-RR05 | high | S08ID:SDS1 | SR_M | _A10_C85_88_ | 10-03 | mid | S10-NET:NSW1 |  | S08ID:SDS1 | LAN | S10-NET:NSW1 | (IT?) | 000112
SR_M_A10_C85_88_09-ID-AR-RR05[high] ¦ SR_M_A10_C85_88_10-03[mid] | M | COM | Controls | Cat 6a | SR_M | _A10_C85_88_ | 09-ID-AR-RR05 | high | S09ID:SDS1 | SR_M | _A10_C85_88_ | 10-03 | mid | S10-NET:NSW1 |  | S09ID:SDS1 | LAN | S10-NET:NSW1 | (IT?) | 000113
SR_M_A11_C88_91_10-ID-AR-RR05[high] ¦ SR_M_A12_C91_94_11-00[mid] | M | COM | Controls | Cat 6a | SR_M | _A11_C88_91_ | 10-ID-AR-RR05 | high | S10ID:SDS1 | SR_M | _A12_C91_94_ | 11-00 | mid | S12-NET:NSW1 |  | S10ID:SDS1 | LAN | S12-NET:NSW1 | (IT?) | 000114
SR_M_A12_C91_94_11-ID-AR-RR05[high] ¦ SR_M_A12_C91_94_11-00[mid] | M | COM | Controls | Cat 6a | SR_M | _A12_C91_94_ | 11-ID-AR-RR05 | high | S11ID:SDS1 | SR_M | _A12_C91_94_ | 11-00 | mid | S12-NET:NSW1 |  | S11ID:SDS1 | LAN | S12-NET:NSW1 | (IT?) | 000115
SR_M_A13_C94_97_12-ID-AR-RR05[high] ¦ SR_M_A14_C97_100_14-03[mid] | M | COM | Controls | Cat 6a | SR_M | _A13_C94_97_ | 12-ID-AR-RR05 | high | S12ID:SDS1 | SR_M | _A14_C97_100_ | 14-03 | mid | S14-NET:NSW1 |  | S12ID:SDS1 | LAN | S14-NET:NSW1 | (IT?) | 000116
SR_M_A14_C97_100_13-ID-AR-RR05[high] ¦ SR_M_A14_C97_100_14-03[mid] | M | COM | Controls | Cat 6a | SR_M | _A14_C97_100_ | 13-ID-AR-RR05 | high | S13ID:SDS1 | SR_M | _A14_C97_100_ | 14-03 | mid | S14-NET:NSW1 |  | S13ID:SDS1 | LAN | S14-NET:NSW1 | (IT?) | 000117
SR_M_A15_C100_103_14-ID-AR-RR05[high] ¦ SR_M_A16_C103_106_16-03[mid] | M | COM | Controls | Cat 6a | SR_M | _A15_C100_103_ | 14-ID-AR-RR05 | high | S14ID:SDS1 | SR_M | _A16_C103_106_ | 16-03 | mid | S16-NET:NSW1 |  | S14ID:SDS1 | LAN | S16-NET:NSW1 | (IT?) | 000118
SR_M_A16_C103_106_15-ID-AR-RR05[high] ¦ SR_M_A16_C103_106_16-03[mid] | M | COM | Controls | Cat 6a | SR_M | _A16_C103_106_ | 15-ID-AR-RR05 | high | S15ID:SDS1 | SR_M | _A16_C103_106_ | 16-03 | mid | S16-NET:NSW1 |  | S15ID:SDS1 | LAN | S16-NET:NSW1 | (IT?) | 000119
SR_M_A17_C106_109_16-ID-AR-RR05[high] ¦ SR_M_A18_C109_112_18-03[mid] | M | COM | Controls | Cat 6a | SR_M | _A17_C106_109_ | 16-ID-AR-RR05 | high | S16ID:SDS1 | SR_M | _A18_C109_112_ | 18-03 | mid | S18-NET:NSW1 |  | S16ID:SDS1 | LAN | S18-NET:NSW1 | (IT?) | 000120
SR_M_A18_C109_112_17-ID-AR-RR05[high] ¦ SR_M_A18_C109_112_18-03[mid] | M | COM | Controls | Cat 6a | SR_M | _A18_C109_112_ | 17-ID-AR-RR05 | high | S17ID:SDS1 | SR_M | _A18_C109_112_ | 18-03 | mid | S18-NET:NSW1 |  | S17ID:SDS1 | LAN | S18-NET:NSW1 | (IT?) | 000121
SR_M_A19_C112_115_18-ID-AR-RR05[high] ¦ SR_M_A20_C115_118_20-03[mid] | M | COM | Controls | Cat 6a | SR_M | _A19_C112_115_ | 18-ID-AR-RR05 | high | S18ID:SDS1 | SR_M | _A20_C115_118_ | 20-03 | mid | S20-NET:NSW1 |  | S18ID:SDS1 | LAN | S20-NET:NSW1 | (IT?) | 000122
SR_M_A20_C115_118_19-ID-AR-RR05[high] ¦ SR_M_A20_C115_118_20-03[mid] | M | COM | Controls | Cat 6a | SR_M | _A20_C115_118_ | 19-ID-AR-RR05 | high | S19ID:SDS1 | SR_M | _A20_C115_118_ | 20-03 | mid | S20-NET:NSW1 |  | S19ID:SDS1 | LAN | S20-NET:NSW1 | (IT?) | 000123
SR_M_A21_C118_121_20-ID-AR-RR05[high] ¦ SR_M_A22_C121_124_21-00[mid] | M | COM | Controls | Cat 6a | SR_M | _A21_C118_121_ | 20-ID-AR-RR05 | high | S20ID:SDS1 | SR_M | _A22_C121_124_ | 21-00 | mid | S22-NET:NSW1 |  | S20ID:SDS1 | LAN | S22-NET:NSW1 | (IT?) | 000124
SR_M_A22_C121_124_21-ID-AR-RR05[high] ¦ SR_M_A22_C121_124_21-00[mid] | M | COM | Controls | Cat 6a | SR_M | _A22_C121_124_ | 21-ID-AR-RR05 | high | S21ID:SDS1 | SR_M | _A22_C121_124_ | 21-00 | mid | S22-NET:NSW1 |  | S21ID:SDS1 | LAN | S22-NET:NSW1 | (IT?) | 000125
SR_M_A23_C124_127_22-ID-AR-RR05[high] ¦ SR_M_A24_C127_130_24-03[mid] | M | COM | Controls | Cat 6a | SR_M | _A23_C124_127_ | 22-ID-AR-RR05 | high | S22ID:SDS1 | SR_M | _A24_C127_130_ | 24-03 | mid | S24-NET:NSW1 |  | S22ID:SDS1 | LAN | S24-NET:NSW1 | (IT?) | 000126
SR_M_A24_C127_130_23-ID-AR-RR05[high] ¦ SR_M_A24_C127_130_24-03[mid] | M | COM | Controls | Cat 6a | SR_M | _A24_C127_130_ | 23-ID-AR-RR05 | high | S23ID:SDS1 | SR_M | _A24_C127_130_ | 24-03 | mid | S24-NET:NSW1 |  | S23ID:SDS1 | LAN | S24-NET:NSW1 | (IT?) | 000127
SR_M_A25_C130_133_24-ID-AR-RR05[high] ¦ SR_M_A26_C133_136_26-03[mid] | M | COM | Controls | Cat 6a | SR_M | _A25_C130_133_ | 24-ID-AR-RR05 | high | S24ID:SDS1 | SR_M | _A26_C133_136_ | 26-03 | mid | S26-NET:NSW1 |  | S24ID:SDS1 | LAN | S26-NET:NSW1 | (IT?) | 000128
SR_M_A26_C133_136_25-ID-AR-RR05[high] ¦ SR_M_A26_C133_136_26-03[mid] | M | COM | Controls | Cat 6a | SR_M | _A26_C133_136_ | 25-ID-AR-RR05 | high | S25ID:SDS1 | SR_M | _A26_C133_136_ | 26-03 | mid | S26-NET:NSW1 |  | S25ID:SDS1 | LAN | S26-NET:NSW1 | (IT?) | 000129
SR_M_A27_C136_139_26-ID-AR-RR05[high] ¦ SR_M_A28_C139_142_28-03[mid] | M | COM | Controls | Cat 6a | SR_M | _A27_C136_139_ | 26-ID-AR-RR05 | high | S26ID:SDS1 | SR_M | _A28_C139_142_ | 28-03 | mid | S28-NET:NSW1 |  | S26ID:SDS1 | LAN | S28-NET:NSW1 | (IT?) | 000130
SR_M_A28_C139_142_27-ID-AR-RR05[high] ¦ SR_M_A28_C139_142_28-03[mid] | M | COM | Controls | Cat 6a | SR_M | _A28_C139_142_ | 27-ID-AR-RR05 | high | S27ID:SDS1 | SR_M | _A28_C139_142_ | 28-03 | mid | S28-NET:NSW1 |  | S27ID:SDS1 | LAN | S28-NET:NSW1 | (IT?) | 000131
SR_M_A29_C142_145_28-ID-AR-RR05[high] ¦ SR_M_A30_C145_148_30-03[mid] | M | COM | Controls | Cat 6a | SR_M | _A29_C142_145_ | 28-ID-AR-RR05 | high | S28ID:SDS1 | SR_M | _A30_C145_148_ | 30-03 | mid | S30-NET:NSW1 |  | S28ID:SDS1 | LAN | S30-NET:NSW1 | (IT?) | 000132
SR_M_A30_C145_148_29-ID-AR-RR05[high] ¦ SR_M_A30_C145_148_30-03[mid] | M | COM | Controls | Cat 6a | SR_M | _A30_C145_148_ | 29-ID-AR-RR05 | high | S29ID:SDS1 | SR_M | _A30_C145_148_ | 30-03 | mid | S30-NET:NSW1 |  | S29ID:SDS1 | LAN | S30-NET:NSW1 | (IT?) | 000133
SR_M_A31_C148_151_30-ID-AR-RR05[high] ¦ SR_M_A32_C151_154_31-00[mid] | M | COM | Controls | Cat 6a | SR_M | _A31_C148_151_ | 30-ID-AR-RR05 | high | S30ID:SDS1 | SR_M | _A32_C151_154_ | 31-00 | mid | S32-NET:NSW1 |  | S30ID:SDS1 | LAN | S32-NET:NSW1 | (IT?) | 000134
SR_M_A32_C151_154_31-ID-AR-RR05[high] ¦ SR_M_A32_C151_154_31-00[mid] | M | COM | Controls | Cat 6a | SR_M | _A32_C151_154_ | 31-ID-AR-RR05 | high | S31ID:SDS1 | SR_M | _A32_C151_154_ | 31-00 | mid | S32-NET:NSW1 |  | S31ID:SDS1 | LAN | S32-NET:NSW1 | (IT?) | 000135
SR_M_A33_C154_157_32-ID-AR-RR05[high] ¦ SR_M_A34_C157_160_34-03[mid] | M | COM | Controls | Cat 6a | SR_M | _A33_C154_157_ | 32-ID-AR-RR05 | high | S32ID:SDS1 | SR_M | _A34_C157_160_ | 34-03 | mid | S34-NET:NSW1 |  | S32ID:SDS1 | LAN | S34-NET:NSW1 | (IT?) | 000136
SR_M_A34_C157_160_33-ID-AR-RR05[high] ¦ SR_M_A34_C157_160_34-03[mid] | M | COM | Controls | Cat 6a | SR_M | _A34_C157_160_ | 33-ID-AR-RR05 | high | S33ID:SDS1 | SR_M | _A34_C157_160_ | 34-03 | mid | S34-NET:NSW1 |  | S33ID:SDS1 | LAN | S34-NET:NSW1 | (IT?) | 000137
SR_M_A35_C160_163_34-ID-AR-RR05[high] ¦ SR_M_A36_C163_166_36-00[mid] | M | COM | Controls | Cat 6a | SR_M | _A35_C160_163_ | 34-ID-AR-RR05 | high | S34ID:SDS1 | SR_M | _A36_C163_166_ | 36-00 | mid | S36-NET:NSW1 |  | S34ID:SDS1 | LAN | S36-NET:NSW1 | (IT?) | 000138
SR_M_A36_C163_166_35-ID-AR-RR05[high] ¦ SR_M_A36_C163_166_36-00[mid] | M | COM | Controls | Cat 6a | SR_M | _A36_C163_166_ | 35-ID-AR-RR05 | high | S35ID:SDS1 | SR_M | _A36_C163_166_ | 36-00 | mid | S36-NET:NSW1 |  | S35ID:SDS1 | LAN | S36-NET:NSW1 | (IT?) | 000139
[] ¦ [] | e APS-U: 000140
SR_M_A02_C61_64_01-02[low] ¦ SR_M_A02_C61_64_01-02[high] | L | COM | Controls | Cat 5e | SR_M | _A02_C61_64_ | 01-02 | low | S01:VVC1 | SR_M | _A02_C61_64_ | 01-02 | high | S01:SDS1 |  | S01:VVC1 | DL205 Interface | S01:SDS1 | Serial Port 1 | 000141
SR_M_A02_C61_64_01-02[low] ¦ SR_M_A02_C61_64_01-02[high] | L | COM | Controls | Cat 5e | SR_M | _A02_C61_64_ | 01-02 | low | S01:IPC1 | SR_M | _A02_C61_64_ | 01-02 | high | S01:SDS1 |  | S01:IPC1 | J112 SER | S01:SDS1 | Serial Port 2 | 000142
SR_M_A02_C61_64_01-02[low] ¦ SR_M_A02_C61_64_01-02[high] | L | COM | Controls | Cat 5e | SR_M | _A02_C61_64_ | 01-02 | low | S01:IPC2 | SR_M | _A02_C61_64_ | 01-02 | high | S01:SDS1 |  | S01:IPC2 | J112 SER | S01:SDS1 | Serial Port 3 | 000143
SR_M_A02_C61_64_01-02[low] ¦ SR_M_A02_C61_64_01-02[high] | L | COM | Controls | Cat 5e | SR_M | _A02_C61_64_ | 01-02 | low | S01:IPC3 | SR_M | _A02_C61_64_ | 01-02 | high | S01:SDS1 |  | S01:IPC3 | J112 SER INTFC | S01:SDS1 | Serial Port 4 | 000144
SR_M_A02_C61_64_01-02[low] ¦ SR_M_A02_C61_64_01-02[high] | L | COM | Controls | Cat 5e | SR_M | _A02_C61_64_ | 01-02 | low | S01:IPC4 | SR_M | _A02_C61_64_ | 01-02 | high | S01:SDS1 |  | S01:IPC4 | J112 SER INTFC | S01:SDS1 | Serial Port 5 | 000145
SR_M_A02_C61_64_01-02[low] ¦ SR_M_A02_C61_64_01-02[high] | L | COM | Controls | Cat 5e | SR_M | _A02_C61_64_ | 01-02 | low | S01:IGC1 | SR_M | _A02_C61_64_ | 01-02 | high | S01:SDS1 |  | S01:IGC1 | RS232 | S01:SDS1 | Serial Port 6 | 000146
SR_M_A02_C61_64_02-02[low] ¦ SR_M_A02_C61_64_01-02[high] | L | COM | Controls | Cat 5e | SR_M | _A02_C61_64_ | 02-02 | low | S02:VVC1 | SR_M | _A02_C61_64_ | 01-02 | high | S01:SDS1 |  | S02:VVC1 | DL205 Interface | S01:SDS1 | Serial Port 16 | 000147
SR_M_A02_C61_64_02-02[low] ¦ SR_M_A02_C61_64_01-02[high] | L | COM | Controls | Cat 5e | SR_M | _A02_C61_64_ | 02-02 | low | S02:IPC1 | SR_M | _A02_C61_64_ | 01-02 | high | S01:SDS1 |  | S02:IPC1 | J112 SER | S01:SDS1 | Serial Port 15 | 000148
SR_M_A02_C61_64_02-02[low] ¦ SR_M_A02_C61_64_01-02[high] | L | COM | Controls | Cat 5e | SR_M | _A02_C61_64_ | 02-02 | low | S02:IPC2 | SR_M | _A02_C61_64_ | 01-02 | high | S01:SDS1 |  | S02:IPC2 | J112 SER | S01:SDS1 | Serial Port 14 | 000149
SR_M_A02_C61_64_02-02[low] ¦ SR_M_A02_C61_64_01-02[high] | L | COM | Controls | Cat 5e | SR_M | _A02_C61_64_ | 02-02 | low | S02:IPC3 | SR_M | _A02_C61_64_ | 01-02 | high | S01:SDS1 |  | S02:IPC3 | J112 SER INTFC | S01:SDS1 | Serial Port 13 | 000150
SR_M_A02_C61_64_02-02[low] ¦ SR_M_A02_C61_64_01-02[high] | L | COM | Controls | Cat 5e | SR_M | _A02_C61_64_ | 02-02 | low | S02:IPC4 | SR_M | _A02_C61_64_ | 01-02 | high | S01:SDS1 |  | S02:IPC4 | J112 SER INTFC | S01:SDS1 | Serial Port 12 | 000151
SR_M_A02_C61_64_02-02[low] ¦ SR_M_A02_C61_64_01-02[high] | L | COM | Controls | Cat 5e | SR_M | _A02_C61_64_ | 02-02 | low | S02:IGC1 | SR_M | _A02_C61_64_ | 01-02 | high | S01:SDS1 |  | S02:IGC1 | RS232 | S01:SDS1 | Serial Port 11 | 000152
SR_M_A04_C67_70_03-02[low] ¦ SR_M_A04_C67_70_03-02[high] | L | COM | Controls | Cat 5e | SR_M | _A04_C67_70_ | 03-02 | low | S03:VVC1 | SR_M | _A04_C67_70_ | 03-02 | high | S03:SDS1 |  | S03:VVC1 | DL205 Interface | S03:SDS1 | Serial Port 1 | 000153
SR_M_A04_C67_70_03-02[low] ¦ SR_M_A04_C67_70_03-02[high] | L | COM | Controls | Cat 5e | SR_M | _A04_C67_70_ | 03-02 | low | S03:IPC1 | SR_M | _A04_C67_70_ | 03-02 | high | S03:SDS1 |  | S03:IPC1 | J112 SER | S03:SDS1 | Serial Port 2 | 000154
SR_M_A04_C67_70_03-02[low] ¦ SR_M_A04_C67_70_03-02[high] | L | COM | Controls | Cat 5e | SR_M | _A04_C67_70_ | 03-02 | low | S03:IPC2 | SR_M | _A04_C67_70_ | 03-02 | high | S03:SDS1 |  | S03:IPC2 | J112 SER | S03:SDS1 | Serial Port 3 | 000155
SR_M_A04_C67_70_03-02[low] ¦ SR_M_A04_C67_70_03-02[high] | L | COM | Controls | Cat 5e | SR_M | _A04_C67_70_ | 03-02 | low | S03:IPC3 | SR_M | _A04_C67_70_ | 03-02 | high | S03:SDS1 |  | S03:IPC3 | J112 SER INTFC | S03:SDS1 | Serial Port 4 | 000156
SR_M_A04_C67_70_03-02[low] ¦ SR_M_A04_C67_70_03-02[high] | L | COM | Controls | Cat 5e | SR_M | _A04_C67_70_ | 03-02 | low | S03:IPC4 | SR_M | _A04_C67_70_ | 03-02 | high | S03:SDS1 |  | S03:IPC4 | J112 SER INTFC | S03:SDS1 | Serial Port 5 | 000157
SR_M_A04_C67_70_03-02[low] ¦ SR_M_A04_C67_70_03-02[high] | L | COM | Controls | Cat 5e | SR_M | _A04_C67_70_ | 03-02 | low | S03:IGC1 | SR_M | _A04_C67_70_ | 03-02 | high | S03:SDS1 |  | S03:IGC1 | RS232 | S03:SDS1 | Serial Port 6 | 000158
SR_M_A04_C67_70_04-02[low] ¦ SR_M_A04_C67_70_03-02[high] | L | COM | Controls | Cat 5e | SR_M | _A04_C67_70_ | 04-02 | low | S04:VVC1 | SR_M | _A04_C67_70_ | 03-02 | high | S03:SDS1 |  | S04:VVC1 | DL205 Interface | S03:SDS1 | Serial Port 16 | 000159
SR_M_A04_C67_70_04-02[low] ¦ SR_M_A04_C67_70_03-02[high] | L | COM | Controls | Cat 5e | SR_M | _A04_C67_70_ | 04-02 | low | S04:IPC1 | SR_M | _A04_C67_70_ | 03-02 | high | S03:SDS1 |  | S04:IPC1 | J112 SER | S03:SDS1 | Serial Port 15 | 000160
SR_M_A04_C67_70_04-02[low] ¦ SR_M_A04_C67_70_03-02[high] | L | COM | Controls | Cat 5e | SR_M | _A04_C67_70_ | 04-02 | low | S04:IPC2 | SR_M | _A04_C67_70_ | 03-02 | high | S03:SDS1 |  | S04:IPC2 | J112 SER | S03:SDS1 | Serial Port 14 | 000161
SR_M_A04_C67_70_04-02[low] ¦ SR_M_A04_C67_70_03-02[high] | L | COM | Controls | Cat 5e | SR_M | _A04_C67_70_ | 04-02 | low | S04:IPC3 | SR_M | _A04_C67_70_ | 03-02 | high | S03:SDS1 |  | S04:IPC3 | J112 SER INTFC | S03:SDS1 | Serial Port 13 | 000162
SR_M_A04_C67_70_04-02[low] ¦ SR_M_A04_C67_70_03-02[high] | L | COM | Controls | Cat 5e | SR_M | _A04_C67_70_ | 04-02 | low | S04:IPC4 | SR_M | _A04_C67_70_ | 03-02 | high | S03:SDS1 |  | S04:IPC4 | J112 SER INTFC | S03:SDS1 | Serial Port 12 | 000163
SR_M_A04_C67_70_04-02[low] ¦ SR_M_A04_C67_70_03-02[high] | L | COM | Controls | Cat 5e | SR_M | _A04_C67_70_ | 04-02 | low | S04:IGC1 | SR_M | _A04_C67_70_ | 03-02 | high | S03:SDS1 |  | S04:IGC1 | RS232 | S03:SDS1 | Serial Port 11 | 000164
SR_M_A06_C73_76_05-02[low] ¦ SR_M_A06_C73_76_05-02[high] | L | COM | Controls | Cat 5e | SR_M | _A06_C73_76_ | 05-02 | low | S05:VVC1 | SR_M | _A06_C73_76_ | 05-02 | high | S05:SDS1 |  | S05:VVC1 | DL205 Interface | S05:SDS1 | Serial Port 1 | 000165
SR_M_A06_C73_76_05-02[low] ¦ SR_M_A06_C73_76_05-02[high] | L | COM | Controls | Cat 5e | SR_M | _A06_C73_76_ | 05-02 | low | S05:IPC1 | SR_M | _A06_C73_76_ | 05-02 | high | S05:SDS1 |  | S05:IPC1 | J112 SER | S05:SDS1 | Serial Port 2 | 000166
SR_M_A06_C73_76_05-02[low] ¦ SR_M_A06_C73_76_05-02[high] | L | COM | Controls | Cat 5e | SR_M | _A06_C73_76_ | 05-02 | low | S05:IPC2 | SR_M | _A06_C73_76_ | 05-02 | high | S05:SDS1 |  | S05:IPC2 | J112 SER | S05:SDS1 | Serial Port 3 | 000167
SR_M_A06_C73_76_05-02[low] ¦ SR_M_A06_C73_76_05-02[high] | L | COM | Controls | Cat 5e | SR_M | _A06_C73_76_ | 05-02 | low | S05:IPC3 | SR_M | _A06_C73_76_ | 05-02 | high | S05:SDS1 |  | S05:IPC3 | J112 SER INTFC | S05:SDS1 | Serial Port 4 | 000168
SR_M_A06_C73_76_05-02[low] ¦ SR_M_A06_C73_76_05-02[high] | L | COM | Controls | Cat 5e | SR_M | _A06_C73_76_ | 05-02 | low | S05:IPC4 | SR_M | _A06_C73_76_ | 05-02 | high | S05:SDS1 |  | S05:IPC4 | J112 SER INTFC | S05:SDS1 | Serial Port 5 | 000169
SR_M_A06_C73_76_05-02[low] ¦ SR_M_A06_C73_76_05-02[high] | L | COM | Controls | Cat 5e | SR_M | _A06_C73_76_ | 05-02 | low | S05:IGC1 | SR_M | _A06_C73_76_ | 05-02 | high | S05:SDS1 |  | S05:IGC1 | RS232 | S05:SDS1 | Serial Port 6 | 000170
SR_M_A06_C73_76_06-02[low] ¦ SR_M_A06_C73_76_05-02[high] | L | COM | Controls | Cat 5e | SR_M | _A06_C73_76_ | 06-02 | low | S06:VVC1 | SR_M | _A06_C73_76_ | 05-02 | high | S05:SDS1 |  | S06:VVC1 | DL205 Interface | S05:SDS1 | Serial Port 16 | 000171
SR_M_A06_C73_76_06-02[low] ¦ SR_M_A06_C73_76_05-02[high] | L | COM | Controls | Cat 5e | SR_M | _A06_C73_76_ | 06-02 | low | S06:IPC1 | SR_M | _A06_C73_76_ | 05-02 | high | S05:SDS1 |  | S06:IPC1 | J112 SER | S05:SDS1 | Serial Port 15 | 000172
SR_M_A06_C73_76_06-02[low] ¦ SR_M_A06_C73_76_05-02[high] | L | COM | Controls | Cat 5e | SR_M | _A06_C73_76_ | 06-02 | low | S06:IPC2 | SR_M | _A06_C73_76_ | 05-02 | high | S05:SDS1 |  | S06:IPC2 | J112 SER | S05:SDS1 | Serial Port 14 | 000173
SR_M_A06_C73_76_06-02[low] ¦ SR_M_A06_C73_76_05-02[high] | L | COM | Controls | Cat 5e | SR_M | _A06_C73_76_ | 06-02 | low | S06:IPC3 | SR_M | _A06_C73_76_ | 05-02 | high | S05:SDS1 |  | S06:IPC3 | J112 SER INTFC | S05:SDS1 | Serial Port 13 | 000174
SR_M_A06_C73_76_06-02[low] ¦ SR_M_A06_C73_76_05-02[high] | L | COM | Controls | Cat 5e | SR_M | _A06_C73_76_ | 06-02 | low | S06:IPC4 | SR_M | _A06_C73_76_ | 05-02 | high | S05:SDS1 |  | S06:IPC4 | J112 SER INTFC | S05:SDS1 | Serial Port 12 | 000175
SR_M_A06_C73_76_06-02[low] ¦ SR_M_A06_C73_76_05-02[high] | L | COM | Controls | Cat 5e | SR_M | _A06_C73_76_ | 06-02 | low | S06:IGC1 | SR_M | _A06_C73_76_ | 05-02 | high | S05:SDS1 |  | S06:IGC1 | RS232 | S05:SDS1 | Serial Port 11 | 000176
SR_M_A08_C79_82_07-02[low] ¦ SR_M_A08_C79_82_07-02[high] | L | COM | Controls | Cat 5e | SR_M | _A08_C79_82_ | 07-02 | low | S07:VVC1 | SR_M | _A08_C79_82_ | 07-02 | high | S07:SDS1 |  | S07:VVC1 | DL205 Interface | S07:SDS1 | Serial Port 1 | 000177
SR_M_A08_C79_82_07-02[low] ¦ SR_M_A08_C79_82_07-02[high] | L | COM | Controls | Cat 5e | SR_M | _A08_C79_82_ | 07-02 | low | S07:IPC1 | SR_M | _A08_C79_82_ | 07-02 | high | S07:SDS1 |  | S07:IPC1 | J112 SER | S07:SDS1 | Serial Port 2 | 000178
SR_M_A08_C79_82_07-02[low] ¦ SR_M_A08_C79_82_07-02[high] | L | COM | Controls | Cat 5e | SR_M | _A08_C79_82_ | 07-02 | low | S07:IPC2 | SR_M | _A08_C79_82_ | 07-02 | high | S07:SDS1 |  | S07:IPC2 | J112 SER | S07:SDS1 | Serial Port 3 | 000179
SR_M_A08_C79_82_07-02[low] ¦ SR_M_A08_C79_82_07-02[high] | L | COM | Controls | Cat 5e | SR_M | _A08_C79_82_ | 07-02 | low | S07:IPC3 | SR_M | _A08_C79_82_ | 07-02 | high | S07:SDS1 |  | S07:IPC3 | J112 SER INTFC | S07:SDS1 | Serial Port 4 | 000180
SR_M_A08_C79_82_07-02[low] ¦ SR_M_A08_C79_82_07-02[high] | L | COM | Controls | Cat 5e | SR_M | _A08_C79_82_ | 07-02 | low | S07:IPC4 | SR_M | _A08_C79_82_ | 07-02 | high | S07:SDS1 |  | S07:IPC4 | J112 SER INTFC | S07:SDS1 | Serial Port 5 | 000181
SR_M_A08_C79_82_07-02[low] ¦ SR_M_A08_C79_82_07-02[high] | L | COM | Controls | Cat 5e | SR_M | _A08_C79_82_ | 07-02 | low | S07:IGC1 | SR_M | _A08_C79_82_ | 07-02 | high | S07:SDS1 |  | S07:IGC1 | RS232 | S07:SDS1 | Serial Port 6 | 000182
SR_M_A08_C79_82_08-02[low] ¦ SR_M_A08_C79_82_07-02[high] | L | COM | Controls | Cat 5e | SR_M | _A08_C79_82_ | 08-02 | low | S08:VVC1 | SR_M | _A08_C79_82_ | 07-02 | high | S07:SDS1 |  | S08:VVC1 | DL205 Interface | S07:SDS1 | Serial Port 16 | 000183
SR_M_A08_C79_82_08-02[low] ¦ SR_M_A08_C79_82_07-02[high] | L | COM | Controls | Cat 5e | SR_M | _A08_C79_82_ | 08-02 | low | S08:IPC1 | SR_M | _A08_C79_82_ | 07-02 | high | S07:SDS1 |  | S08:IPC1 | J112 SER | S07:SDS1 | Serial Port 15 | 000184
SR_M_A08_C79_82_08-02[low] ¦ SR_M_A08_C79_82_07-02[high] | L | COM | Controls | Cat 5e | SR_M | _A08_C79_82_ | 08-02 | low | S08:IPC2 | SR_M | _A08_C79_82_ | 07-02 | high | S07:SDS1 |  | S08:IPC2 | J112 SER | S07:SDS1 | Serial Port 14 | 000185
SR_M_A08_C79_82_08-02[low] ¦ SR_M_A08_C79_82_07-02[high] | L | COM | Controls | Cat 5e | SR_M | _A08_C79_82_ | 08-02 | low | S08:IPC3 | SR_M | _A08_C79_82_ | 07-02 | high | S07:SDS1 |  | S08:IPC3 | J112 SER INTFC | S07:SDS1 | Serial Port 13 | 000186
SR_M_A08_C79_82_08-02[low] ¦ SR_M_A08_C79_82_07-02[high] | L | COM | Controls | Cat 5e | SR_M | _A08_C79_82_ | 08-02 | low | S08:IPC4 | SR_M | _A08_C79_82_ | 07-02 | high | S07:SDS1 |  | S08:IPC4 | J112 SER INTFC | S07:SDS1 | Serial Port 12 | 000187
SR_M_A08_C79_82_08-02[low] ¦ SR_M_A08_C79_82_07-02[high] | L | COM | Controls | Cat 5e | SR_M | _A08_C79_82_ | 08-02 | low | S08:IGC1 | SR_M | _A08_C79_82_ | 07-02 | high | S07:SDS1 |  | S08:IGC1 | RS232 | S07:SDS1 | Serial Port 11 | 000188
SR_M_A10_C85_88_09-02[low] ¦ SR_M_A10_C85_88_09-02[high] | L | COM | Controls | Cat 5e | SR_M | _A10_C85_88_ | 09-02 | low | S09:VVC1 | SR_M | _A10_C85_88_ | 09-02 | high | S09:SDS1 |  | S09:VVC1 | DL205 Interface | S09:SDS1 | Serial Port 1 | 000189
SR_M_A10_C85_88_09-02[low] ¦ SR_M_A10_C85_88_09-02[high] | L | COM | Controls | Cat 5e | SR_M | _A10_C85_88_ | 09-02 | low | S09:IPC1 | SR_M | _A10_C85_88_ | 09-02 | high | S09:SDS1 |  | S09:IPC1 | J112 SER | S09:SDS1 | Serial Port 2 | 000190
SR_M_A10_C85_88_09-02[low] ¦ SR_M_A10_C85_88_09-02[high] | L | COM | Controls | Cat 5e | SR_M | _A10_C85_88_ | 09-02 | low | S09:IPC2 | SR_M | _A10_C85_88_ | 09-02 | high | S09:SDS1 |  | S09:IPC2 | J112 SER | S09:SDS1 | Serial Port 3 | 000191
SR_M_A10_C85_88_09-02[low] ¦ SR_M_A10_C85_88_09-02[high] | L | COM | Controls | Cat 5e | SR_M | _A10_C85_88_ | 09-02 | low | S09:IPC3 | SR_M | _A10_C85_88_ | 09-02 | high | S09:SDS1 |  | S09:IPC3 | J112 SER INTFC | S09:SDS1 | Serial Port 4 | 000192
SR_M_A10_C85_88_09-02[low] ¦ SR_M_A10_C85_88_09-02[high] | L | COM | Controls | Cat 5e | SR_M | _A10_C85_88_ | 09-02 | low | S09:IPC4 | SR_M | _A10_C85_88_ | 09-02 | high | S09:SDS1 |  | S09:IPC4 | J112 SER INTFC | S09:SDS1 | Serial Port 5 | 000193
SR_M_A10_C85_88_09-02[low] ¦ SR_M_A10_C85_88_09-02[high] | L | COM | Controls | Cat 5e | SR_M | _A10_C85_88_ | 09-02 | low | S09:IGC1 | SR_M | _A10_C85_88_ | 09-02 | high | S09:SDS1 |  | S09:IGC1 | RS232 | S09:SDS1 | Serial Port 6 | 000194
SR_M_A10_C85_88_10-02[low] ¦ SR_M_A10_C85_88_09-02[high] | L | COM | Controls | Cat 5e | SR_M | _A10_C85_88_ | 10-02 | low | S10:VVC1 | SR_M | _A10_C85_88_ | 09-02 | high | S09:SDS1 |  | S10:VVC1 | DL205 Interface | S09:SDS1 | Serial Port 16 | 000195
SR_M_A10_C85_88_10-02[low] ¦ SR_M_A10_C85_88_09-02[high] | L | COM | Controls | Cat 5e | SR_M | _A10_C85_88_ | 10-02 | low | S10:IPC1 | SR_M | _A10_C85_88_ | 09-02 | high | S09:SDS1 |  | S10:IPC1 | J112 SER | S09:SDS1 | Serial Port 15 | 000196
SR_M_A10_C85_88_10-02[low] ¦ SR_M_A10_C85_88_09-02[high] | L | COM | Controls | Cat 5e | SR_M | _A10_C85_88_ | 10-02 | low | S10:IPC2 | SR_M | _A10_C85_88_ | 09-02 | high | S09:SDS1 |  | S10:IPC2 | J112 SER | S09:SDS1 | Serial Port 14 | 000197
SR_M_A10_C85_88_10-02[low] ¦ SR_M_A10_C85_88_09-02[high] | L | COM | Controls | Cat 5e | SR_M | _A10_C85_88_ | 10-02 | low | S10:IPC3 | SR_M | _A10_C85_88_ | 09-02 | high | S09:SDS1 |  | S10:IPC3 | J112 SER INTFC | S09:SDS1 | Serial Port 13 | 000198
SR_M_A10_C85_88_10-02[low] ¦ SR_M_A10_C85_88_09-02[high] | L | COM | Controls | Cat 5e | SR_M | _A10_C85_88_ | 10-02 | low | S10:IPC4 | SR_M | _A10_C85_88_ | 09-02 | high | S09:SDS1 |  | S10:IPC4 | J112 SER INTFC | S09:SDS1 | Serial Port 12 | 000199
SR_M_A10_C85_88_10-02[low] ¦ SR_M_A10_C85_88_09-02[high] | L | COM | Controls | Cat 5e | SR_M | _A10_C85_88_ | 10-02 | low | S10:IGC1 | SR_M | _A10_C85_88_ | 09-02 | high | S09:SDS1 |  | S10:IGC1 | RS232 | S09:SDS1 | Serial Port 11 | 000200
SR_M_A12_C91_94_11-02[low] ¦ SR_M_A12_C91_94_11-02[high] | L | COM | Controls | Cat 5e | SR_M | _A12_C91_94_ | 11-02 | low | S11:VVC1 | SR_M | _A12_C91_94_ | 11-02 | high | S11:SDS1 |  | S11:VVC1 | DL205 Interface | S11:SDS1 | Serial Port 1 | 000201
SR_M_A12_C91_94_11-02[low] ¦ SR_M_A12_C91_94_11-02[high] | L | COM | Controls | Cat 5e | SR_M | _A12_C91_94_ | 11-02 | low | S11:IPC1 | SR_M | _A12_C91_94_ | 11-02 | high | S11:SDS1 |  | S11:IPC1 | J112 SER | S11:SDS1 | Serial Port 2 | 000202
SR_M_A12_C91_94_11-02[low] ¦ SR_M_A12_C91_94_11-02[high] | L | COM | Controls | Cat 5e | SR_M | _A12_C91_94_ | 11-02 | low | S11:IPC2 | SR_M | _A12_C91_94_ | 11-02 | high | S11:SDS1 |  | S11:IPC2 | J112 SER | S11:SDS1 | Serial Port 3 | 000203
SR_M_A12_C91_94_11-02[low] ¦ SR_M_A12_C91_94_11-02[high] | L | COM | Controls | Cat 5e | SR_M | _A12_C91_94_ | 11-02 | low | S11:IPC3 | SR_M | _A12_C91_94_ | 11-02 | high | S11:SDS1 |  | S11:IPC3 | J112 SER INTFC | S11:SDS1 | Serial Port 4 | 000204
SR_M_A12_C91_94_11-02[low] ¦ SR_M_A12_C91_94_11-02[high] | L | COM | Controls | Cat 5e | SR_M | _A12_C91_94_ | 11-02 | low | S11:IPC4 | SR_M | _A12_C91_94_ | 11-02 | high | S11:SDS1 |  | S11:IPC4 | J112 SER INTFC | S11:SDS1 | Serial Port 5 | 000205
SR_M_A12_C91_94_11-02[low] ¦ SR_M_A12_C91_94_11-02[high] | L | COM | Controls | Cat 5e | SR_M | _A12_C91_94_ | 11-02 | low | S11:IGC1 | SR_M | _A12_C91_94_ | 11-02 | high | S11:SDS1 |  | S11:IGC1 | RS232 | S11:SDS1 | Serial Port 6 | 000206
SR_M_A12_C91_94_12-02[low] ¦ SR_M_A12_C91_94_11-02[high] | L | COM | Controls | Cat 5e | SR_M | _A12_C91_94_ | 12-02 | low | S12:VVC1 | SR_M | _A12_C91_94_ | 11-02 | high | S11:SDS1 |  | S12:VVC1 | DL205 Interface | S11:SDS1 | Serial Port 16 | 000207
SR_M_A12_C91_94_12-02[low] ¦ SR_M_A12_C91_94_11-02[high] | L | COM | Controls | Cat 5e | SR_M | _A12_C91_94_ | 12-02 | low | S12:IPC1 | SR_M | _A12_C91_94_ | 11-02 | high | S11:SDS1 |  | S12:IPC1 | J112 SER | S11:SDS1 | Serial Port 15 | 000208
SR_M_A12_C91_94_12-02[low] ¦ SR_M_A12_C91_94_11-02[high] | L | COM | Controls | Cat 5e | SR_M | _A12_C91_94_ | 12-02 | low | S12:IPC2 | SR_M | _A12_C91_94_ | 11-02 | high | S11:SDS1 |  | S12:IPC2 | J112 SER | S11:SDS1 | Serial Port 14 | 000209
SR_M_A12_C91_94_12-02[low] ¦ SR_M_A12_C91_94_11-02[high] | L | COM | Controls | Cat 5e | SR_M | _A12_C91_94_ | 12-02 | low | S12:IPC3 | SR_M | _A12_C91_94_ | 11-02 | high | S11:SDS1 |  | S12:IPC3 | J112 SER INTFC | S11:SDS1 | Serial Port 13 | 000210
SR_M_A12_C91_94_12-02[low] ¦ SR_M_A12_C91_94_11-02[high] | L | COM | Controls | Cat 5e | SR_M | _A12_C91_94_ | 12-02 | low | S12:IPC4 | SR_M | _A12_C91_94_ | 11-02 | high | S11:SDS1 |  | S12:IPC4 | J112 SER INTFC | S11:SDS1 | Serial Port 12 | 000211
SR_M_A12_C91_94_12-02[low] ¦ SR_M_A12_C91_94_11-02[high] | L | COM | Controls | Cat 5e | SR_M | _A12_C91_94_ | 12-02 | low | S12:IGC1 | SR_M | _A12_C91_94_ | 11-02 | high | S11:SDS1 |  | S12:IGC1 | RS232 | S11:SDS1 | Serial Port 11 | 000212
SR_M_A14_C97_100_13-02[low] ¦ SR_M_A14_C97_100_13-02[high] | L | COM | Controls | Cat 5e | SR_M | _A14_C97_100_ | 13-02 | low | S13:VVC1 | SR_M | _A14_C97_100_ | 13-02 | high | S13:SDS1 |  | S13:VVC1 | DL205 Interface | S13:SDS1 | Serial Port 1 | 000213
SR_M_A14_C97_100_13-02[low] ¦ SR_M_A14_C97_100_13-02[high] | L | COM | Controls | Cat 5e | SR_M | _A14_C97_100_ | 13-02 | low | S13:IPC1 | SR_M | _A14_C97_100_ | 13-02 | high | S13:SDS1 |  | S13:IPC1 | J112 SER | S13:SDS1 | Serial Port 2 | 000214
SR_M_A14_C97_100_13-02[low] ¦ SR_M_A14_C97_100_13-02[high] | L | COM | Controls | Cat 5e | SR_M | _A14_C97_100_ | 13-02 | low | S13:IPC2 | SR_M | _A14_C97_100_ | 13-02 | high | S13:SDS1 |  | S13:IPC2 | J112 SER | S13:SDS1 | Serial Port 3 | 000215
SR_M_A14_C97_100_13-02[low] ¦ SR_M_A14_C97_100_13-02[high] | L | COM | Controls | Cat 5e | SR_M | _A14_C97_100_ | 13-02 | low | S13:IPC3 | SR_M | _A14_C97_100_ | 13-02 | high | S13:SDS1 |  | S13:IPC3 | J112 SER INTFC | S13:SDS1 | Serial Port 4 | 000216
SR_M_A14_C97_100_13-02[low] ¦ SR_M_A14_C97_100_13-02[high] | L | COM | Controls | Cat 5e | SR_M | _A14_C97_100_ | 13-02 | low | S13:IPC4 | SR_M | _A14_C97_100_ | 13-02 | high | S13:SDS1 |  | S13:IPC4 | J112 SER INTFC | S13:SDS1 | Serial Port 5 | 000217
SR_M_A14_C97_100_13-02[low] ¦ SR_M_A14_C97_100_13-02[high] | L | COM | Controls | Cat 5e | SR_M | _A14_C97_100_ | 13-02 | low | S13:IGC1 | SR_M | _A14_C97_100_ | 13-02 | high | S13:SDS1 |  | S13:IGC1 | RS232 | S13:SDS1 | Serial Port 6 | 000218
SR_M_A14_C97_100_14-02[low] ¦ SR_M_A14_C97_100_13-02[high] | L | COM | Controls | Cat 5e | SR_M | _A14_C97_100_ | 14-02 | low | S14:VVC1 | SR_M | _A14_C97_100_ | 13-02 | high | S13:SDS1 |  | S14:VVC1 | DL205 Interface | S13:SDS1 | Serial Port 16 | 000219
SR_M_A14_C97_100_14-02[low] ¦ SR_M_A14_C97_100_13-02[high] | L | COM | Controls | Cat 5e | SR_M | _A14_C97_100_ | 14-02 | low | S14:IPC1 | SR_M | _A14_C97_100_ | 13-02 | high | S13:SDS1 |  | S14:IPC1 | J112 SER | S13:SDS1 | Serial Port 15 | 000220
SR_M_A14_C97_100_14-02[low] ¦ SR_M_A14_C97_100_13-02[high] | L | COM | Controls | Cat 5e | SR_M | _A14_C97_100_ | 14-02 | low | S14:IPC2 | SR_M | _A14_C97_100_ | 13-02 | high | S13:SDS1 |  | S14:IPC2 | J112 SER | S13:SDS1 | Serial Port 14 | 000221
SR_M_A14_C97_100_14-02[low] ¦ SR_M_A14_C97_100_13-02[high] | L | COM | Controls | Cat 5e | SR_M | _A14_C97_100_ | 14-02 | low | S14:IPC3 | SR_M | _A14_C97_100_ | 13-02 | high | S13:SDS1 |  | S14:IPC3 | J112 SER INTFC | S13:SDS1 | Serial Port 13 | 000222
SR_M_A14_C97_100_14-02[low] ¦ SR_M_A14_C97_100_13-02[high] | L | COM | Controls | Cat 5e | SR_M | _A14_C97_100_ | 14-02 | low | S14:IPC4 | SR_M | _A14_C97_100_ | 13-02 | high | S13:SDS1 |  | S14:IPC4 | J112 SER INTFC | S13:SDS1 | Serial Port 12 | 000223
SR_M_A14_C97_100_14-02[low] ¦ SR_M_A14_C97_100_13-02[high] | L | COM | Controls | Cat 5e | SR_M | _A14_C97_100_ | 14-02 | low | S14:IGC1 | SR_M | _A14_C97_100_ | 13-02 | high | S13:SDS1 |  | S14:IGC1 | RS232 | S13:SDS1 | Serial Port 11 | 000224
SR_M_A16_C103_106_15-02[low] ¦ SR_M_A16_C103_106_15-02[high] | L | COM | Controls | Cat 5e | SR_M | _A16_C103_106_ | 15-02 | low | S15:VVC1 | SR_M | _A16_C103_106_ | 15-02 | high | S15:SDS1 |  | S15:VVC1 | DL205 Interface | S15:SDS1 | Serial Port 1 | 000225
SR_M_A16_C103_106_15-02[low] ¦ SR_M_A16_C103_106_15-02[high] | L | COM | Controls | Cat 5e | SR_M | _A16_C103_106_ | 15-02 | low | S15:IPC1 | SR_M | _A16_C103_106_ | 15-02 | high | S15:SDS1 |  | S15:IPC1 | J112 SER | S15:SDS1 | Serial Port 2 | 000226
SR_M_A16_C103_106_15-02[low] ¦ SR_M_A16_C103_106_15-02[high] | L | COM | Controls | Cat 5e | SR_M | _A16_C103_106_ | 15-02 | low | S15:IPC2 | SR_M | _A16_C103_106_ | 15-02 | high | S15:SDS1 |  | S15:IPC2 | J112 SER | S15:SDS1 | Serial Port 3 | 000227
SR_M_A16_C103_106_15-02[low] ¦ SR_M_A16_C103_106_15-02[high] | L | COM | Controls | Cat 5e | SR_M | _A16_C103_106_ | 15-02 | low | S15:IPC3 | SR_M | _A16_C103_106_ | 15-02 | high | S15:SDS1 |  | S15:IPC3 | J112 SER INTFC | S15:SDS1 | Serial Port 4 | 000228
SR_M_A16_C103_106_15-02[low] ¦ SR_M_A16_C103_106_15-02[high] | L | COM | Controls | Cat 5e | SR_M | _A16_C103_106_ | 15-02 | low | S15:IPC4 | SR_M | _A16_C103_106_ | 15-02 | high | S15:SDS1 |  | S15:IPC4 | J112 SER INTFC | S15:SDS1 | Serial Port 5 | 000229
SR_M_A16_C103_106_15-02[low] ¦ SR_M_A16_C103_106_15-02[high] | L | COM | Controls | Cat 5e | SR_M | _A16_C103_106_ | 15-02 | low | S15:IGC1 | SR_M | _A16_C103_106_ | 15-02 | high | S15:SDS1 |  | S15:IGC1 | RS232 | S15:SDS1 | Serial Port 6 | 000230
SR_M_A16_C103_106_16-02[low] ¦ SR_M_A16_C103_106_15-02[high] | L | COM | Controls | Cat 5e | SR_M | _A16_C103_106_ | 16-02 | low | S16:VVC1 | SR_M | _A16_C103_106_ | 15-02 | high | S15:SDS1 |  | S16:VVC1 | DL205 Interface | S15:SDS1 | Serial Port 16 | 000231
SR_M_A16_C103_106_16-02[low] ¦ SR_M_A16_C103_106_15-02[high] | L | COM | Controls | Cat 5e | SR_M | _A16_C103_106_ | 16-02 | low | S16:IPC1 | SR_M | _A16_C103_106_ | 15-02 | high | S15:SDS1 |  | S16:IPC1 | J112 SER | S15:SDS1 | Serial Port 15 | 000232
SR_M_A16_C103_106_16-02[low] ¦ SR_M_A16_C103_106_15-02[high] | L | COM | Controls | Cat 5e | SR_M | _A16_C103_106_ | 16-02 | low | S16:IPC2 | SR_M | _A16_C103_106_ | 15-02 | high | S15:SDS1 |  | S16:IPC2 | J112 SER | S15:SDS1 | Serial Port 14 | 000233
SR_M_A16_C103_106_16-02[low] ¦ SR_M_A16_C103_106_15-02[high] | L | COM | Controls | Cat 5e | SR_M | _A16_C103_106_ | 16-02 | low | S16:IPC3 | SR_M | _A16_C103_106_ | 15-02 | high | S15:SDS1 |  | S16:IPC3 | J112 SER INTFC | S15:SDS1 | Serial Port 13 | 000234
SR_M_A16_C103_106_16-02[low] ¦ SR_M_A16_C103_106_15-02[high] | L | COM | Controls | Cat 5e | SR_M | _A16_C103_106_ | 16-02 | low | S16:IPC4 | SR_M | _A16_C103_106_ | 15-02 | high | S15:SDS1 |  | S16:IPC4 | J112 SER INTFC | S15:SDS1 | Serial Port 12 | 000235
SR_M_A16_C103_106_16-02[low] ¦ SR_M_A16_C103_106_15-02[high] | L | COM | Controls | Cat 5e | SR_M | _A16_C103_106_ | 16-02 | low | S16:IGC1 | SR_M | _A16_C103_106_ | 15-02 | high | S15:SDS1 |  | S16:IGC1 | RS232 | S15:SDS1 | Serial Port 11 | 000236
SR_M_A18_C109_112_17-02[low] ¦ SR_M_A18_C109_112_17-02[high] | L | COM | Controls | Cat 5e | SR_M | _A18_C109_112_ | 17-02 | low | S17:VVC1 | SR_M | _A18_C109_112_ | 17-02 | high | S17:SDS1 |  | S17:VVC1 | DL205 Interface | S17:SDS1 | Serial Port 1 | 000237
SR_M_A18_C109_112_17-02[low] ¦ SR_M_A18_C109_112_17-02[high] | L | COM | Controls | Cat 5e | SR_M | _A18_C109_112_ | 17-02 | low | S17:IPC1 | SR_M | _A18_C109_112_ | 17-02 | high | S17:SDS1 |  | S17:IPC1 | J112 SER | S17:SDS1 | Serial Port 2 | 000238
SR_M_A18_C109_112_17-02[low] ¦ SR_M_A18_C109_112_17-02[high] | L | COM | Controls | Cat 5e | SR_M | _A18_C109_112_ | 17-02 | low | S17:IPC2 | SR_M | _A18_C109_112_ | 17-02 | high | S17:SDS1 |  | S17:IPC2 | J112 SER | S17:SDS1 | Serial Port 3 | 000239
SR_M_A18_C109_112_17-02[low] ¦ SR_M_A18_C109_112_17-02[high] | L | COM | Controls | Cat 5e | SR_M | _A18_C109_112_ | 17-02 | low | S17:IPC3 | SR_M | _A18_C109_112_ | 17-02 | high | S17:SDS1 |  | S17:IPC3 | J112 SER INTFC | S17:SDS1 | Serial Port 4 | 000240
SR_M_A18_C109_112_17-02[low] ¦ SR_M_A18_C109_112_17-02[high] | L | COM | Controls | Cat 5e | SR_M | _A18_C109_112_ | 17-02 | low | S17:IPC4 | SR_M | _A18_C109_112_ | 17-02 | high | S17:SDS1 |  | S17:IPC4 | J112 SER INTFC | S17:SDS1 | Serial Port 5 | 000241
SR_M_A18_C109_112_17-02[low] ¦ SR_M_A18_C109_112_17-02[high] | L | COM | Controls | Cat 5e | SR_M | _A18_C109_112_ | 17-02 | low | S17:IGC1 | SR_M | _A18_C109_112_ | 17-02 | high | S17:SDS1 |  | S17:IGC1 | RS232 | S17:SDS1 | Serial Port 6 | 000242
SR_M_A18_C109_112_18-02[low] ¦ SR_M_A18_C109_112_17-02[high] | L | COM | Controls | Cat 5e | SR_M | _A18_C109_112_ | 18-02 | low | S18:VVC1 | SR_M | _A18_C109_112_ | 17-02 | high | S17:SDS1 |  | S18:VVC1 | DL205 Interface | S17:SDS1 | Serial Port 16 | 000243
SR_M_A18_C109_112_18-02[low] ¦ SR_M_A18_C109_112_17-02[high] | L | COM | Controls | Cat 5e | SR_M | _A18_C109_112_ | 18-02 | low | S18:IPC1 | SR_M | _A18_C109_112_ | 17-02 | high | S17:SDS1 |  | S18:IPC1 | J112 SER | S17:SDS1 | Serial Port 15 | 000244
SR_M_A18_C109_112_18-02[low] ¦ SR_M_A18_C109_112_17-02[high] | L | COM | Controls | Cat 5e | SR_M | _A18_C109_112_ | 18-02 | low | S18:IPC2 | SR_M | _A18_C109_112_ | 17-02 | high | S17:SDS1 |  | S18:IPC2 | J112 SER | S17:SDS1 | Serial Port 14 | 000245
SR_M_A18_C109_112_18-02[low] ¦ SR_M_A18_C109_112_17-02[high] | L | COM | Controls | Cat 5e | SR_M | _A18_C109_112_ | 18-02 | low | S18:IPC3 | SR_M | _A18_C109_112_ | 17-02 | high | S17:SDS1 |  | S18:IPC3 | J112 SER INTFC | S17:SDS1 | Serial Port 13 | 000246
SR_M_A18_C109_112_18-02[low] ¦ SR_M_A18_C109_112_17-02[high] | L | COM | Controls | Cat 5e | SR_M | _A18_C109_112_ | 18-02 | low | S18:IPC4 | SR_M | _A18_C109_112_ | 17-02 | high | S17:SDS1 |  | S18:IPC4 | J112 SER INTFC | S17:SDS1 | Serial Port 12 | 000247
SR_M_A18_C109_112_18-02[low] ¦ SR_M_A18_C109_112_17-02[high] | L | COM | Controls | Cat 5e | SR_M | _A18_C109_112_ | 18-02 | low | S18:IGC1 | SR_M | _A18_C109_112_ | 17-02 | high | S17:SDS1 |  | S18:IGC1 | RS232 | S17:SDS1 | Serial Port 11 | 000248
SR_M_A20_C115_118_19-02[low] ¦ SR_M_A20_C115_118_19-02[high] | L | COM | Controls | Cat 5e | SR_M | _A20_C115_118_ | 19-02 | low | S19:VVC1 | SR_M | _A20_C115_118_ | 19-02 | high | S19:SDS1 |  | S19:VVC1 | DL205 Interface | S19:SDS1 | Serial Port 1 | 000249
SR_M_A20_C115_118_19-02[low] ¦ SR_M_A20_C115_118_19-02[high] | L | COM | Controls | Cat 5e | SR_M | _A20_C115_118_ | 19-02 | low | S19:IPC1 | SR_M | _A20_C115_118_ | 19-02 | high | S19:SDS1 |  | S19:IPC1 | J112 SER | S19:SDS1 | Serial Port 2 | 000250
SR_M_A20_C115_118_19-02[low] ¦ SR_M_A20_C115_118_19-02[high] | L | COM | Controls | Cat 5e | SR_M | _A20_C115_118_ | 19-02 | low | S19:IPC2 | SR_M | _A20_C115_118_ | 19-02 | high | S19:SDS1 |  | S19:IPC2 | J112 SER | S19:SDS1 | Serial Port 3 | 000251
SR_M_A20_C115_118_19-02[low] ¦ SR_M_A20_C115_118_19-02[high] | L | COM | Controls | Cat 5e | SR_M | _A20_C115_118_ | 19-02 | low | S19:IPC3 | SR_M | _A20_C115_118_ | 19-02 | high | S19:SDS1 |  | S19:IPC3 | J112 SER INTFC | S19:SDS1 | Serial Port 4 | 000252
SR_M_A20_C115_118_19-02[low] ¦ SR_M_A20_C115_118_19-02[high] | L | COM | Controls | Cat 5e | SR_M | _A20_C115_118_ | 19-02 | low | S19:IPC4 | SR_M | _A20_C115_118_ | 19-02 | high | S19:SDS1 |  | S19:IPC4 | J112 SER INTFC | S19:SDS1 | Serial Port 5 | 000253
SR_M_A20_C115_118_19-02[low] ¦ SR_M_A20_C115_118_19-02[high] | L | COM | Controls | Cat 5e | SR_M | _A20_C115_118_ | 19-02 | low | S19:IGC1 | SR_M | _A20_C115_118_ | 19-02 | high | S19:SDS1 |  | S19:IGC1 | RS232 | S19:SDS1 | Serial Port 6 | 000254
SR_M_A20_C115_118_20-02[low] ¦ SR_M_A20_C115_118_19-02[high] | L | COM | Controls | Cat 5e | SR_M | _A20_C115_118_ | 20-02 | low | S20:VVC1 | SR_M | _A20_C115_118_ | 19-02 | high | S19:SDS1 |  | S20:VVC1 | DL205 Interface | S19:SDS1 | Serial Port 16 | 000255
SR_M_A20_C115_118_20-02[low] ¦ SR_M_A20_C115_118_19-02[high] | L | COM | Controls | Cat 5e | SR_M | _A20_C115_118_ | 20-02 | low | S20:IPC1 | SR_M | _A20_C115_118_ | 19-02 | high | S19:SDS1 |  | S20:IPC1 | J112 SER | S19:SDS1 | Serial Port 15 | 000256
SR_M_A20_C115_118_20-02[low] ¦ SR_M_A20_C115_118_19-02[high] | L | COM | Controls | Cat 5e | SR_M | _A20_C115_118_ | 20-02 | low | S20:IPC2 | SR_M | _A20_C115_118_ | 19-02 | high | S19:SDS1 |  | S20:IPC2 | J112 SER | S19:SDS1 | Serial Port 14 | 000257
SR_M_A20_C115_118_20-02[low] ¦ SR_M_A20_C115_118_19-02[high] | L | COM | Controls | Cat 5e | SR_M | _A20_C115_118_ | 20-02 | low | S20:IPC3 | SR_M | _A20_C115_118_ | 19-02 | high | S19:SDS1 |  | S20:IPC3 | J112 SER INTFC | S19:SDS1 | Serial Port 13 | 000258
SR_M_A20_C115_118_20-02[low] ¦ SR_M_A20_C115_118_19-02[high] | L | COM | Controls | Cat 5e | SR_M | _A20_C115_118_ | 20-02 | low | S20:IPC4 | SR_M | _A20_C115_118_ | 19-02 | high | S19:SDS1 |  | S20:IPC4 | J112 SER INTFC | S19:SDS1 | Serial Port 12 | 000259
SR_M_A20_C115_118_20-02[low] ¦ SR_M_A20_C115_118_19-02[high] | L | COM | Controls | Cat 5e | SR_M | _A20_C115_118_ | 20-02 | low | S20:IGC1 | SR_M | _A20_C115_118_ | 19-02 | high | S19:SDS1 |  | S20:IGC1 | RS232 | S19:SDS1 | Serial Port 11 | 000260
SR_M_A22_C121_124_21-02[low] ¦ SR_M_A22_C121_124_21-02[high] | L | COM | Controls | Cat 5e | SR_M | _A22_C121_124_ | 21-02 | low | S21:VVC1 | SR_M | _A22_C121_124_ | 21-02 | high | S21:SDS1 |  | S21:VVC1 | DL205 Interface | S21:SDS1 | Serial Port 1 | 000261
SR_M_A22_C121_124_21-02[low] ¦ SR_M_A22_C121_124_21-02[high] | L | COM | Controls | Cat 5e | SR_M | _A22_C121_124_ | 21-02 | low | S21:IPC1 | SR_M | _A22_C121_124_ | 21-02 | high | S21:SDS1 |  | S21:IPC1 | J112 SER | S21:SDS1 | Serial Port 2 | 000262
SR_M_A22_C121_124_21-02[low] ¦ SR_M_A22_C121_124_21-02[high] | L | COM | Controls | Cat 5e | SR_M | _A22_C121_124_ | 21-02 | low | S21:IPC2 | SR_M | _A22_C121_124_ | 21-02 | high | S21:SDS1 |  | S21:IPC2 | J112 SER | S21:SDS1 | Serial Port 3 | 000263
SR_M_A22_C121_124_21-02[low] ¦ SR_M_A22_C121_124_21-02[high] | L | COM | Controls | Cat 5e | SR_M | _A22_C121_124_ | 21-02 | low | S21:IPC3 | SR_M | _A22_C121_124_ | 21-02 | high | S21:SDS1 |  | S21:IPC3 | J112 SER INTFC | S21:SDS1 | Serial Port 4 | 000264
SR_M_A22_C121_124_21-02[low] ¦ SR_M_A22_C121_124_21-02[high] | L | COM | Controls | Cat 5e | SR_M | _A22_C121_124_ | 21-02 | low | S21:IPC4 | SR_M | _A22_C121_124_ | 21-02 | high | S21:SDS1 |  | S21:IPC4 | J112 SER INTFC | S21:SDS1 | Serial Port 5 | 000265
SR_M_A22_C121_124_21-02[low] ¦ SR_M_A22_C121_124_21-02[high] | L | COM | Controls | Cat 5e | SR_M | _A22_C121_124_ | 21-02 | low | S21:IGC1 | SR_M | _A22_C121_124_ | 21-02 | high | S21:SDS1 |  | S21:IGC1 | RS232 | S21:SDS1 | Serial Port 6 | 000266
SR_M_A22_C121_124_22-02[low] ¦ SR_M_A22_C121_124_21-02[high] | L | COM | Controls | Cat 5e | SR_M | _A22_C121_124_ | 22-02 | low | S22:VVC1 | SR_M | _A22_C121_124_ | 21-02 | high | S21:SDS1 |  | S22:VVC1 | DL205 Interface | S21:SDS1 | Serial Port 16 | 000267
SR_M_A22_C121_124_22-02[low] ¦ SR_M_A22_C121_124_21-02[high] | L | COM | Controls | Cat 5e | SR_M | _A22_C121_124_ | 22-02 | low | S22:IPC1 | SR_M | _A22_C121_124_ | 21-02 | high | S21:SDS1 |  | S22:IPC1 | J112 SER | S21:SDS1 | Serial Port 15 | 000268
SR_M_A22_C121_124_22-02[low] ¦ SR_M_A22_C121_124_21-02[high] | L | COM | Controls | Cat 5e | SR_M | _A22_C121_124_ | 22-02 | low | S22:IPC2 | SR_M | _A22_C121_124_ | 21-02 | high | S21:SDS1 |  | S22:IPC2 | J112 SER | S21:SDS1 | Serial Port 14 | 000269
SR_M_A22_C121_124_22-02[low] ¦ SR_M_A22_C121_124_21-02[high] | L | COM | Controls | Cat 5e | SR_M | _A22_C121_124_ | 22-02 | low | S22:IPC3 | SR_M | _A22_C121_124_ | 21-02 | high | S21:SDS1 |  | S22:IPC3 | J112 SER INTFC | S21:SDS1 | Serial Port 13 | 000270
SR_M_A22_C121_124_22-02[low] ¦ SR_M_A22_C121_124_21-02[high] | L | COM | Controls | Cat 5e | SR_M | _A22_C121_124_ | 22-02 | low | S22:IPC4 | SR_M | _A22_C121_124_ | 21-02 | high | S21:SDS1 |  | S22:IPC4 | J112 SER INTFC | S21:SDS1 | Serial Port 12 | 000271
SR_M_A22_C121_124_22-02[low] ¦ SR_M_A22_C121_124_21-02[high] | L | COM | Controls | Cat 5e | SR_M | _A22_C121_124_ | 22-02 | low | S22:IGC1 | SR_M | _A22_C121_124_ | 21-02 | high | S21:SDS1 |  | S22:IGC1 | RS232 | S21:SDS1 | Serial Port 11 | 000272
SR_M_A24_C127_130_23-02[low] ¦ SR_M_A24_C127_130_23-02[high] | L | COM | Controls | Cat 5e | SR_M | _A24_C127_130_ | 23-02 | low | S23:VVC1 | SR_M | _A24_C127_130_ | 23-02 | high | S23:SDS1 |  | S23:VVC1 | DL205 Interface | S23:SDS1 | Serial Port 1 | 000273
SR_M_A24_C127_130_23-02[low] ¦ SR_M_A24_C127_130_23-02[high] | L | COM | Controls | Cat 5e | SR_M | _A24_C127_130_ | 23-02 | low | S23:IPC1 | SR_M | _A24_C127_130_ | 23-02 | high | S23:SDS1 |  | S23:IPC1 | J112 SER | S23:SDS1 | Serial Port 2 | 000274
SR_M_A24_C127_130_23-02[low] ¦ SR_M_A24_C127_130_23-02[high] | L | COM | Controls | Cat 5e | SR_M | _A24_C127_130_ | 23-02 | low | S23:IPC2 | SR_M | _A24_C127_130_ | 23-02 | high | S23:SDS1 |  | S23:IPC2 | J112 SER | S23:SDS1 | Serial Port 3 | 000275
SR_M_A24_C127_130_23-02[low] ¦ SR_M_A24_C127_130_23-02[high] | L | COM | Controls | Cat 5e | SR_M | _A24_C127_130_ | 23-02 | low | S23:IPC3 | SR_M | _A24_C127_130_ | 23-02 | high | S23:SDS1 |  | S23:IPC3 | J112 SER INTFC | S23:SDS1 | Serial Port 4 | 000276
SR_M_A24_C127_130_23-02[low] ¦ SR_M_A24_C127_130_23-02[high] | L | COM | Controls | Cat 5e | SR_M | _A24_C127_130_ | 23-02 | low | S23:IPC4 | SR_M | _A24_C127_130_ | 23-02 | high | S23:SDS1 |  | S23:IPC4 | J112 SER INTFC | S23:SDS1 | Serial Port 5 | 000277
SR_M_A24_C127_130_23-02[low] ¦ SR_M_A24_C127_130_23-02[high] | L | COM | Controls | Cat 5e | SR_M | _A24_C127_130_ | 23-02 | low | S23:IGC1 | SR_M | _A24_C127_130_ | 23-02 | high | S23:SDS1 |  | S23:IGC1 | RS232 | S23:SDS1 | Serial Port 6 | 000278
SR_M_A24_C127_130_24-02[low] ¦ SR_M_A24_C127_130_23-02[high] | L | COM | Controls | Cat 5e | SR_M | _A24_C127_130_ | 24-02 | low | S24:VVC1 | SR_M | _A24_C127_130_ | 23-02 | high | S23:SDS1 |  | S24:VVC1 | DL205 Interface | S23:SDS1 | Serial Port 16 | 000279
SR_M_A24_C127_130_24-02[low] ¦ SR_M_A24_C127_130_23-02[high] | L | COM | Controls | Cat 5e | SR_M | _A24_C127_130_ | 24-02 | low | S24:IPC1 | SR_M | _A24_C127_130_ | 23-02 | high | S23:SDS1 |  | S24:IPC1 | J112 SER | S23:SDS1 | Serial Port 15 | 000280
SR_M_A24_C127_130_24-02[low] ¦ SR_M_A24_C127_130_23-02[high] | L | COM | Controls | Cat 5e | SR_M | _A24_C127_130_ | 24-02 | low | S24:IPC2 | SR_M | _A24_C127_130_ | 23-02 | high | S23:SDS1 |  | S24:IPC2 | J112 SER | S23:SDS1 | Serial Port 14 | 000281
SR_M_A24_C127_130_24-02[low] ¦ SR_M_A24_C127_130_23-02[high] | L | COM | Controls | Cat 5e | SR_M | _A24_C127_130_ | 24-02 | low | S24:IPC3 | SR_M | _A24_C127_130_ | 23-02 | high | S23:SDS1 |  | S24:IPC3 | J112 SER INTFC | S23:SDS1 | Serial Port 13 | 000282
SR_M_A24_C127_130_24-02[low] ¦ SR_M_A24_C127_130_23-02[high] | L | COM | Controls | Cat 5e | SR_M | _A24_C127_130_ | 24-02 | low | S24:IPC4 | SR_M | _A24_C127_130_ | 23-02 | high | S23:SDS1 |  | S24:IPC4 | J112 SER INTFC | S23:SDS1 | Serial Port 12 | 000283
SR_M_A24_C127_130_24-02[low] ¦ SR_M_A24_C127_130_23-02[high] | L | COM | Controls | Cat 5e | SR_M | _A24_C127_130_ | 24-02 | low | S24:IGC1 | SR_M | _A24_C127_130_ | 23-02 | high | S23:SDS1 |  | S24:IGC1 | RS232 | S23:SDS1 | Serial Port 11 | 000284
SR_M_A26_C133_136_25-02[low] ¦ SR_M_A26_C133_136_25-02[high] | L | COM | Controls | Cat 5e | SR_M | _A26_C133_136_ | 25-02 | low | S25:VVC1 | SR_M | _A26_C133_136_ | 25-02 | high | S25:SDS1 |  | S25:VVC1 | DL205 Interface | S25:SDS1 | Serial Port 1 | 000285
SR_M_A26_C133_136_25-02[low] ¦ SR_M_A26_C133_136_25-02[high] | L | COM | Controls | Cat 5e | SR_M | _A26_C133_136_ | 25-02 | low | S25:IPC1 | SR_M | _A26_C133_136_ | 25-02 | high | S25:SDS1 |  | S25:IPC1 | J112 SER | S25:SDS1 | Serial Port 2 | 000286
SR_M_A26_C133_136_25-02[low] ¦ SR_M_A26_C133_136_25-02[high] | L | COM | Controls | Cat 5e | SR_M | _A26_C133_136_ | 25-02 | low | S25:IPC2 | SR_M | _A26_C133_136_ | 25-02 | high | S25:SDS1 |  | S25:IPC2 | J112 SER | S25:SDS1 | Serial Port 3 | 000287
SR_M_A26_C133_136_25-02[low] ¦ SR_M_A26_C133_136_25-02[high] | L | COM | Controls | Cat 5e | SR_M | _A26_C133_136_ | 25-02 | low | S25:IPC3 | SR_M | _A26_C133_136_ | 25-02 | high | S25:SDS1 |  | S25:IPC3 | J112 SER INTFC | S25:SDS1 | Serial Port 4 | 000288
SR_M_A26_C133_136_25-02[low] ¦ SR_M_A26_C133_136_25-02[high] | L | COM | Controls | Cat 5e | SR_M | _A26_C133_136_ | 25-02 | low | S25:IPC4 | SR_M | _A26_C133_136_ | 25-02 | high | S25:SDS1 |  | S25:IPC4 | J112 SER INTFC | S25:SDS1 | Serial Port 5 | 000289
SR_M_A26_C133_136_25-02[low] ¦ SR_M_A26_C133_136_25-02[high] | L | COM | Controls | Cat 5e | SR_M | _A26_C133_136_ | 25-02 | low | S25:IGC1 | SR_M | _A26_C133_136_ | 25-02 | high | S25:SDS1 |  | S25:IGC1 | RS232 | S25:SDS1 | Serial Port 6 | 000290
SR_M_A26_C133_136_26-02[low] ¦ SR_M_A26_C133_136_25-02[high] | L | COM | Controls | Cat 5e | SR_M | _A26_C133_136_ | 26-02 | low | S26:VVC1 | SR_M | _A26_C133_136_ | 25-02 | high | S25:SDS1 |  | S26:VVC1 | DL205 Interface | S25:SDS1 | Serial Port 16 | 000291
SR_M_A26_C133_136_26-02[low] ¦ SR_M_A26_C133_136_25-02[high] | L | COM | Controls | Cat 5e | SR_M | _A26_C133_136_ | 26-02 | low | S26:IPC1 | SR_M | _A26_C133_136_ | 25-02 | high | S25:SDS1 |  | S26:IPC1 | J112 SER | S25:SDS1 | Serial Port 15 | 000292
SR_M_A26_C133_136_26-02[low] ¦ SR_M_A26_C133_136_25-02[high] | L | COM | Controls | Cat 5e | SR_M | _A26_C133_136_ | 26-02 | low | S26:IPC2 | SR_M | _A26_C133_136_ | 25-02 | high | S25:SDS1 |  | S26:IPC2 | J112 SER | S25:SDS1 | Serial Port 14 | 000293
SR_M_A26_C133_136_26-02[low] ¦ SR_M_A26_C133_136_25-02[high] | L | COM | Controls | Cat 5e | SR_M | _A26_C133_136_ | 26-02 | low | S26:IPC3 | SR_M | _A26_C133_136_ | 25-02 | high | S25:SDS1 |  | S26:IPC3 | J112 SER INTFC | S25:SDS1 | Serial Port 13 | 000294
SR_M_A26_C133_136_26-02[low] ¦ SR_M_A26_C133_136_25-02[high] | L | COM | Controls | Cat 5e | SR_M | _A26_C133_136_ | 26-02 | low | S26:IPC4 | SR_M | _A26_C133_136_ | 25-02 | high | S25:SDS1 |  | S26:IPC4 | J112 SER INTFC | S25:SDS1 | Serial Port 12 | 000295
SR_M_A26_C133_136_26-02[low] ¦ SR_M_A26_C133_136_25-02[high] | L | COM | Controls | Cat 5e | SR_M | _A26_C133_136_ | 26-02 | low | S26:IGC1 | SR_M | _A26_C133_136_ | 25-02 | high | S25:SDS1 |  | S26:IGC1 | RS232 | S25:SDS1 | Serial Port 11 | 000296
SR_M_A28_C139_142_27-02[low] ¦ SR_M_A28_C139_142_27-02[high] | L | COM | Controls | Cat 5e | SR_M | _A28_C139_142_ | 27-02 | low | S27:VVC1 | SR_M | _A28_C139_142_ | 27-02 | high | S27:SDS1 |  | S27:VVC1 | DL205 Interface | S27:SDS1 | Serial Port 1 | 000297
SR_M_A28_C139_142_27-02[low] ¦ SR_M_A28_C139_142_27-02[high] | L | COM | Controls | Cat 5e | SR_M | _A28_C139_142_ | 27-02 | low | S27:IPC1 | SR_M | _A28_C139_142_ | 27-02 | high | S27:SDS1 |  | S27:IPC1 | J112 SER | S27:SDS1 | Serial Port 2 | 000298
SR_M_A28_C139_142_27-02[low] ¦ SR_M_A28_C139_142_27-02[high] | L | COM | Controls | Cat 5e | SR_M | _A28_C139_142_ | 27-02 | low | S27:IPC2 | SR_M | _A28_C139_142_ | 27-02 | high | S27:SDS1 |  | S27:IPC2 | J112 SER | S27:SDS1 | Serial Port 3 | 000299
SR_M_A28_C139_142_27-02[low] ¦ SR_M_A28_C139_142_27-02[high] | L | COM | Controls | Cat 5e | SR_M | _A28_C139_142_ | 27-02 | low | S27:IPC3 | SR_M | _A28_C139_142_ | 27-02 | high | S27:SDS1 |  | S27:IPC3 | J112 SER INTFC | S27:SDS1 | Serial Port 4 | 000300
SR_M_A28_C139_142_27-02[low] ¦ SR_M_A28_C139_142_27-02[high] | L | COM | Controls | Cat 5e | SR_M | _A28_C139_142_ | 27-02 | low | S27:IPC4 | SR_M | _A28_C139_142_ | 27-02 | high | S27:SDS1 |  | S27:IPC4 | J112 SER INTFC | S27:SDS1 | Serial Port 5 | 000301
SR_M_A28_C139_142_27-02[low] ¦ SR_M_A28_C139_142_27-02[high] | L | COM | Controls | Cat 5e | SR_M | _A28_C139_142_ | 27-02 | low | S27:IGC1 | SR_M | _A28_C139_142_ | 27-02 | high | S27:SDS1 |  | S27:IGC1 | RS232 | S27:SDS1 | Serial Port 6 | 000302
SR_M_A28_C139_142_28-02[low] ¦ SR_M_A28_C139_142_27-02[high] | L | COM | Controls | Cat 5e | SR_M | _A28_C139_142_ | 28-02 | low | S28:VVC1 | SR_M | _A28_C139_142_ | 27-02 | high | S27:SDS1 |  | S28:VVC1 | DL205 Interface | S27:SDS1 | Serial Port 16 | 000303
SR_M_A28_C139_142_28-02[low] ¦ SR_M_A28_C139_142_27-02[high] | L | COM | Controls | Cat 5e | SR_M | _A28_C139_142_ | 28-02 | low | S28:IPC1 | SR_M | _A28_C139_142_ | 27-02 | high | S27:SDS1 |  | S28:IPC1 | J112 SER | S27:SDS1 | Serial Port 15 | 000304
SR_M_A28_C139_142_28-02[low] ¦ SR_M_A28_C139_142_27-02[high] | L | COM | Controls | Cat 5e | SR_M | _A28_C139_142_ | 28-02 | low | S28:IPC2 | SR_M | _A28_C139_142_ | 27-02 | high | S27:SDS1 |  | S28:IPC2 | J112 SER | S27:SDS1 | Serial Port 14 | 000305
SR_M_A28_C139_142_28-02[low] ¦ SR_M_A28_C139_142_27-02[high] | L | COM | Controls | Cat 5e | SR_M | _A28_C139_142_ | 28-02 | low | S28:IPC3 | SR_M | _A28_C139_142_ | 27-02 | high | S27:SDS1 |  | S28:IPC3 | J112 SER INTFC | S27:SDS1 | Serial Port 13 | 000306
SR_M_A28_C139_142_28-02[low] ¦ SR_M_A28_C139_142_27-02[high] | L | COM | Controls | Cat 5e | SR_M | _A28_C139_142_ | 28-02 | low | S28:IPC4 | SR_M | _A28_C139_142_ | 27-02 | high | S27:SDS1 |  | S28:IPC4 | J112 SER INTFC | S27:SDS1 | Serial Port 12 | 000307
SR_M_A28_C139_142_28-02[low] ¦ SR_M_A28_C139_142_27-02[high] | L | COM | Controls | Cat 5e | SR_M | _A28_C139_142_ | 28-02 | low | S28:IGC1 | SR_M | _A28_C139_142_ | 27-02 | high | S27:SDS1 |  | S28:IGC1 | RS232 | S27:SDS1 | Serial Port 11 | 000308
SR_M_A30_C145_148_29-02[low] ¦ SR_M_A30_C145_148_29-02[high] | L | COM | Controls | Cat 5e | SR_M | _A30_C145_148_ | 29-02 | low | S29:VVC1 | SR_M | _A30_C145_148_ | 29-02 | high | S29:SDS1 |  | S29:VVC1 | DL205 Interface | S29:SDS1 | Serial Port 1 | 000309
SR_M_A30_C145_148_29-02[low] ¦ SR_M_A30_C145_148_29-02[high] | L | COM | Controls | Cat 5e | SR_M | _A30_C145_148_ | 29-02 | low | S29:IPC1 | SR_M | _A30_C145_148_ | 29-02 | high | S29:SDS1 |  | S29:IPC1 | J112 SER | S29:SDS1 | Serial Port 2 | 000310
SR_M_A30_C145_148_29-02[low] ¦ SR_M_A30_C145_148_29-02[high] | L | COM | Controls | Cat 5e | SR_M | _A30_C145_148_ | 29-02 | low | S29:IPC2 | SR_M | _A30_C145_148_ | 29-02 | high | S29:SDS1 |  | S29:IPC2 | J112 SER | S29:SDS1 | Serial Port 3 | 000311
SR_M_A30_C145_148_29-02[low] ¦ SR_M_A30_C145_148_29-02[high] | L | COM | Controls | Cat 5e | SR_M | _A30_C145_148_ | 29-02 | low | S29:IPC3 | SR_M | _A30_C145_148_ | 29-02 | high | S29:SDS1 |  | S29:IPC3 | J112 SER INTFC | S29:SDS1 | Serial Port 4 | 000312
SR_M_A30_C145_148_29-02[low] ¦ SR_M_A30_C145_148_29-02[high] | L | COM | Controls | Cat 5e | SR_M | _A30_C145_148_ | 29-02 | low | S29:IPC4 | SR_M | _A30_C145_148_ | 29-02 | high | S29:SDS1 |  | S29:IPC4 | J112 SER INTFC | S29:SDS1 | Serial Port 5 | 000313
SR_M_A30_C145_148_29-02[low] ¦ SR_M_A30_C145_148_29-02[high] | L | COM | Controls | Cat 5e | SR_M | _A30_C145_148_ | 29-02 | low | S29:IGC1 | SR_M | _A30_C145_148_ | 29-02 | high | S29:SDS1 |  | S29:IGC1 | RS232 | S29:SDS1 | Serial Port 6 | 000314
SR_M_A30_C145_148_29-02[low] ¦ SR_M_A30_C145_148_29-02[high] | L | COM | Controls | Cat 5e | SR_M | _A30_C145_148_ | 29-02 | low | S30:VVC1 | SR_M | _A30_C145_148_ | 29-02 | high | S29:SDS1 |  | S30:VVC1 | DL205 Interface | S29:SDS1 | Serial Port 16 | 000315
SR_M_A30_C145_148_30-02[low] ¦ SR_M_A30_C145_148_29-02[high] | L | COM | Controls | Cat 5e | SR_M | _A30_C145_148_ | 30-02 | low | S30:IPC1 | SR_M | _A30_C145_148_ | 29-02 | high | S29:SDS1 |  | S30:IPC1 | J112 SER | S29:SDS1 | Serial Port 15 | 000316
SR_M_A30_C145_148_30-02[low] ¦ SR_M_A30_C145_148_29-02[high] | L | COM | Controls | Cat 5e | SR_M | _A30_C145_148_ | 30-02 | low | S30:IPC2 | SR_M | _A30_C145_148_ | 29-02 | high | S29:SDS1 |  | S30:IPC2 | J112 SER | S29:SDS1 | Serial Port 14 | 000317
SR_M_A30_C145_148_30-02[low] ¦ SR_M_A30_C145_148_29-02[high] | L | COM | Controls | Cat 5e | SR_M | _A30_C145_148_ | 30-02 | low | S30:IPC3 | SR_M | _A30_C145_148_ | 29-02 | high | S29:SDS1 |  | S30:IPC3 | J112 SER INTFC | S29:SDS1 | Serial Port 13 | 000318
SR_M_A30_C145_148_30-02[low] ¦ SR_M_A30_C145_148_29-02[high] | L | COM | Controls | Cat 5e | SR_M | _A30_C145_148_ | 30-02 | low | S30:IPC4 | SR_M | _A30_C145_148_ | 29-02 | high | S29:SDS1 |  | S30:IPC4 | J112 SER INTFC | S29:SDS1 | Serial Port 12 | 000319
SR_M_A30_C145_148_30-02[low] ¦ SR_M_A30_C145_148_29-02[high] | L | COM | Controls | Cat 5e | SR_M | _A30_C145_148_ | 30-02 | low | S30:IGC1 | SR_M | _A30_C145_148_ | 29-02 | high | S29:SDS1 |  | S30:IGC1 | RS232 | S29:SDS1 | Serial Port 11 | 000320
SR_M_A32_C151_154_31-02[low] ¦ SR_M_A32_C151_154_31-02[high] | L | COM | Controls | Cat 5e | SR_M | _A32_C151_154_ | 31-02 | low | S31:VVC1 | SR_M | _A32_C151_154_ | 31-02 | high | S31:SDS1 |  | S31:VVC1 | DL205 Interface | S31:SDS1 | Serial Port 1 | 000321
SR_M_A32_C151_154_31-02[low] ¦ SR_M_A32_C151_154_31-02[high] | L | COM | Controls | Cat 5e | SR_M | _A32_C151_154_ | 31-02 | low | S31:IPC1 | SR_M | _A32_C151_154_ | 31-02 | high | S31:SDS1 |  | S31:IPC1 | J112 SER | S31:SDS1 | Serial Port 2 | 000322
SR_M_A32_C151_154_31-02[low] ¦ SR_M_A32_C151_154_31-02[high] | L | COM | Controls | Cat 5e | SR_M | _A32_C151_154_ | 31-02 | low | S31:IPC2 | SR_M | _A32_C151_154_ | 31-02 | high | S31:SDS1 |  | S31:IPC2 | J112 SER | S31:SDS1 | Serial Port 3 | 000323
SR_M_A32_C151_154_31-02[low] ¦ SR_M_A32_C151_154_31-02[high] | L | COM | Controls | Cat 5e | SR_M | _A32_C151_154_ | 31-02 | low | S31:IPC3 | SR_M | _A32_C151_154_ | 31-02 | high | S31:SDS1 |  | S31:IPC3 | J112 SER INTFC | S31:SDS1 | Serial Port 4 | 000324
SR_M_A32_C151_154_31-02[low] ¦ SR_M_A32_C151_154_31-02[high] | L | COM | Controls | Cat 5e | SR_M | _A32_C151_154_ | 31-02 | low | S31:IPC4 | SR_M | _A32_C151_154_ | 31-02 | high | S31:SDS1 |  | S31:IPC4 | J112 SER INTFC | S31:SDS1 | Serial Port 5 | 000325
SR_M_A32_C151_154_31-02[low] ¦ SR_M_A32_C151_154_31-02[high] | L | COM | Controls | Cat 5e | SR_M | _A32_C151_154_ | 31-02 | low | S31:IGC1 | SR_M | _A32_C151_154_ | 31-02 | high | S31:SDS1 |  | S31:IGC1 | RS232 | S31:SDS1 | Serial Port 6 | 000326
SR_M_A32_C151_154_32-02[low] ¦ SR_M_A32_C151_154_31-02[high] | L | COM | Controls | Cat 5e | SR_M | _A32_C151_154_ | 32-02 | low | S32:VVC1 | SR_M | _A32_C151_154_ | 31-02 | high | S31:SDS1 |  | S32:VVC1 | DL205 Interface | S31:SDS1 | Serial Port 16 | 000327
SR_M_A32_C151_154_32-02[low] ¦ SR_M_A32_C151_154_31-02[high] | L | COM | Controls | Cat 5e | SR_M | _A32_C151_154_ | 32-02 | low | S32:IPC1 | SR_M | _A32_C151_154_ | 31-02 | high | S31:SDS1 |  | S32:IPC1 | J112 SER | S31:SDS1 | Serial Port 15 | 000328
SR_M_A32_C151_154_32-02[low] ¦ SR_M_A32_C151_154_31-02[high] | L | COM | Controls | Cat 5e | SR_M | _A32_C151_154_ | 32-02 | low | S32:IPC2 | SR_M | _A32_C151_154_ | 31-02 | high | S31:SDS1 |  | S32:IPC2 | J112 SER | S31:SDS1 | Serial Port 14 | 000329
SR_M_A32_C151_154_32-02[low] ¦ SR_M_A32_C151_154_31-02[high] | L | COM | Controls | Cat 5e | SR_M | _A32_C151_154_ | 32-02 | low | S32:IPC3 | SR_M | _A32_C151_154_ | 31-02 | high | S31:SDS1 |  | S32:IPC3 | J112 SER INTFC | S31:SDS1 | Serial Port 13 | 000330
SR_M_A32_C151_154_32-02[low] ¦ SR_M_A32_C151_154_31-02[high] | L | COM | Controls | Cat 5e | SR_M | _A32_C151_154_ | 32-02 | low | S32:IPC4 | SR_M | _A32_C151_154_ | 31-02 | high | S31:SDS1 |  | S32:IPC4 | J112 SER INTFC | S31:SDS1 | Serial Port 12 | 000331
SR_M_A32_C151_154_32-02[low] ¦ SR_M_A32_C151_154_31-02[high] | L | COM | Controls | Cat 5e | SR_M | _A32_C151_154_ | 32-02 | low | S32:IGC1 | SR_M | _A32_C151_154_ | 31-02 | high | S31:SDS1 |  | S32:IGC1 | RS232 | S31:SDS1 | Serial Port 11 | 000332
SR_M_A34_C157_160_33-02[low] ¦ SR_M_A34_C157_160_33-02[high] | L | COM | Controls | Cat 5e | SR_M | _A34_C157_160_ | 33-02 | low | S33:VVC1 | SR_M | _A34_C157_160_ | 33-02 | high | S33:SDS1 |  | S33:VVC1 | DL205 Interface | S33:SDS1 | Serial Port 1 | 000333
SR_M_A34_C157_160_33-02[low] ¦ SR_M_A34_C157_160_33-02[high] | L | COM | Controls | Cat 5e | SR_M | _A34_C157_160_ | 33-02 | low | S33:IPC1 | SR_M | _A34_C157_160_ | 33-02 | high | S33:SDS1 |  | S33:IPC1 | J112 SER | S33:SDS1 | Serial Port 2 | 000334
SR_M_A34_C157_160_33-02[low] ¦ SR_M_A34_C157_160_33-02[high] | L | COM | Controls | Cat 5e | SR_M | _A34_C157_160_ | 33-02 | low | S33:IPC2 | SR_M | _A34_C157_160_ | 33-02 | high | S33:SDS1 |  | S33:IPC2 | J112 SER | S33:SDS1 | Serial Port 3 | 000335
SR_M_A34_C157_160_33-02[low] ¦ SR_M_A34_C157_160_33-02[high] | L | COM | Controls | Cat 5e | SR_M | _A34_C157_160_ | 33-02 | low | S33:IPC3 | SR_M | _A34_C157_160_ | 33-02 | high | S33:SDS1 |  | S33:IPC3 | J112 SER INTFC | S33:SDS1 | Serial Port 4 | 000336
SR_M_A34_C157_160_33-02[low] ¦ SR_M_A34_C157_160_33-02[high] | L | COM | Controls | Cat 5e | SR_M | _A34_C157_160_ | 33-02 | low | S33:IPC4 | SR_M | _A34_C157_160_ | 33-02 | high | S33:SDS1 |  | S33:IPC4 | J112 SER INTFC | S33:SDS1 | Serial Port 5 | 000337
SR_M_A34_C157_160_33-02[low] ¦ SR_M_A34_C157_160_33-02[high] | L | COM | Controls | Cat 5e | SR_M | _A34_C157_160_ | 33-02 | low | S33:IGC1 | SR_M | _A34_C157_160_ | 33-02 | high | S33:SDS1 |  | S33:IGC1 | RS232 | S33:SDS1 | Serial Port 6 | 000338
SR_M_A34_C157_160_34-02[low] ¦ SR_M_A34_C157_160_33-02[high] | L | COM | Controls | Cat 5e | SR_M | _A34_C157_160_ | 34-02 | low | S34:VVC1 | SR_M | _A34_C157_160_ | 33-02 | high | S33:SDS1 |  | S34:VVC1 | DL205 Interface | S33:SDS1 | Serial Port 16 | 000339
SR_M_A34_C157_160_34-02[low] ¦ SR_M_A34_C157_160_33-02[high] | L | COM | Controls | Cat 5e | SR_M | _A34_C157_160_ | 34-02 | low | S34:IPC1 | SR_M | _A34_C157_160_ | 33-02 | high | S33:SDS1 |  | S34:IPC1 | J112 SER | S33:SDS1 | Serial Port 15 | 000340
SR_M_A34_C157_160_34-02[low] ¦ SR_M_A34_C157_160_33-02[high] | L | COM | Controls | Cat 5e | SR_M | _A34_C157_160_ | 34-02 | low | S34:IPC2 | SR_M | _A34_C157_160_ | 33-02 | high | S33:SDS1 |  | S34:IPC2 | J112 SER | S33:SDS1 | Serial Port 14 | 000341
SR_M_A34_C157_160_34-02[low] ¦ SR_M_A34_C157_160_33-02[high] | L | COM | Controls | Cat 5e | SR_M | _A34_C157_160_ | 34-02 | low | S34:IPC3 | SR_M | _A34_C157_160_ | 33-02 | high | S33:SDS1 |  | S34:IPC3 | J112 SER INTFC | S33:SDS1 | Serial Port 13 | 000342
SR_M_A34_C157_160_34-02[low] ¦ SR_M_A34_C157_160_33-02[high] | L | COM | Controls | Cat 5e | SR_M | _A34_C157_160_ | 34-02 | low | S34:IPC4 | SR_M | _A34_C157_160_ | 33-02 | high | S33:SDS1 |  | S34:IPC4 | J112 SER INTFC | S33:SDS1 | Serial Port 12 | 000343
SR_M_A34_C157_160_34-02[low] ¦ SR_M_A34_C157_160_33-02[high] | L | COM | Controls | Cat 5e | SR_M | _A34_C157_160_ | 34-02 | low | S34:IGC1 | SR_M | _A34_C157_160_ | 33-02 | high | S33:SDS1 |  | S34:IGC1 | RS232 | S33:SDS1 | Serial Port 11 | 000344
SR_M_A35_C160_163_35-02[low] ¦ SR_M_A35_C160_163_35-02[high] | L | COM | Controls | Cat 5e | SR_M | _A35_C160_163_ | 35-02 | low | S35:VVC1 | SR_M | _A35_C160_163_ | 35-02 | high | S35:SDS1 |  | S35:VVC1 | DL205 Interface | S35:SDS1 | Serial Port 1 | 000345
SR_M_A35_C160_163_35-02[low] ¦ SR_M_A35_C160_163_35-02[high] | L | COM | Controls | Cat 5e | SR_M | _A35_C160_163_ | 35-02 | low | S35:IPC1 | SR_M | _A35_C160_163_ | 35-02 | high | S35:SDS1 |  | S35:IPC1 | J112 SER | S35:SDS1 | Serial Port 2 | 000346
SR_M_A35_C160_163_35-02[low] ¦ SR_M_A35_C160_163_35-02[high] | L | COM | Controls | Cat 5e | SR_M | _A35_C160_163_ | 35-02 | low | S35:IPC2 | SR_M | _A35_C160_163_ | 35-02 | high | S35:SDS1 |  | S35:IPC2 | J112 SER | S35:SDS1 | Serial Port 3 | 000347
SR_M_A35_C160_163_35-02[low] ¦ SR_M_A35_C160_163_35-02[high] | L | COM | Controls | Cat 5e | SR_M | _A35_C160_163_ | 35-02 | low | S35:IPC3 | SR_M | _A35_C160_163_ | 35-02 | high | S35:SDS1 |  | S35:IPC3 | J112 SER INTFC | S35:SDS1 | Serial Port 4 | 000348
SR_M_A35_C160_163_35-02[low] ¦ SR_M_A35_C160_163_35-02[high] | L | COM | Controls | Cat 5e | SR_M | _A35_C160_163_ | 35-02 | low | S35:IPC4 | SR_M | _A35_C160_163_ | 35-02 | high | S35:SDS1 |  | S35:IPC4 | J112 SER INTFC | S35:SDS1 | Serial Port 5 | 000349
SR_M_A35_C160_163_35-02[low] ¦ SR_M_A35_C160_163_35-02[high] | L | COM | Controls | Cat 5e | SR_M | _A35_C160_163_ | 35-02 | low | S35:IGC1 | SR_M | _A35_C160_163_ | 35-02 | high | S35:SDS1 |  | S35:IGC1 | RS232 | S35:SDS1 | Serial Port 6 | 000350
SR_M_A36_C163_166_36-02[low] ¦ SR_M_A36_C163_166_36-02[high] | L | COM | Controls | Cat 5e | SR_M | _A36_C163_166_ | 36-02 | low | S36:VVC1 | SR_M | _A36_C163_166_ | 36-02 | high | S36:SDS1 |  | S36:VVC1 | DL205 Interface | S36:SDS1 | Serial Port 16 | 000351
SR_M_A36_C163_166_36-02[low] ¦ SR_M_A36_C163_166_36-02[high] | L | COM | Controls | Cat 5e | SR_M | _A36_C163_166_ | 36-02 | low | S36:IPC1 | SR_M | _A36_C163_166_ | 36-02 | high | S36:SDS1 |  | S36:IPC1 | J112 SER | S36:SDS1 | Serial Port 15 | 000352
SR_M_A36_C163_166_36-02[low] ¦ SR_M_A36_C163_166_36-02[high] | L | COM | Controls | Cat 5e | SR_M | _A36_C163_166_ | 36-02 | low | S36:IPC2 | SR_M | _A36_C163_166_ | 36-02 | high | S36:SDS1 |  | S36:IPC2 | J112 SER | S36:SDS1 | Serial Port 14 | 000353
SR_M_A36_C163_166_36-02[low] ¦ SR_M_A36_C163_166_36-02[high] | L | COM | Controls | Cat 5e | SR_M | _A36_C163_166_ | 36-02 | low | S36:IPC3 | SR_M | _A36_C163_166_ | 36-02 | high | S36:SDS1 |  | S36:IPC3 | J112 SER INTFC | S36:SDS1 | Serial Port 13 | 000354
SR_M_A36_C163_166_36-02[low] ¦ SR_M_A36_C163_166_36-02[high] | L | COM | Controls | Cat 5e | SR_M | _A36_C163_166_ | 36-02 | low | S36:IPC4 | SR_M | _A36_C163_166_ | 36-02 | high | S36:SDS1 |  | S36:IPC4 | J112 SER INTFC | S36:SDS1 | Serial Port 12 | 000355
SR_M_A36_C163_166_36-02[low] ¦ SR_M_A36_C163_166_36-02[high] | L | COM | Controls | Cat 5e | SR_M | _A36_C163_166_ | 36-02 | low | S36:IGC1 | SR_M | _A36_C163_166_ | 36-02 | high | S36:SDS1 |  | S36:IGC1 | RS232 | S36:SDS1 | Serial Port 11 | 000356
SR_M_A37_C166_169_37-02[low] ¦ SR_M_A37_C166_169_37-02[high] | L | COM | Controls | Cat 5e | SR_M | _A37_C166_169_ | 37-02 | low | S37:VVC1 | SR_M | _A37_C166_169_ | 37-02 | high | S37:SDS1 |  | S37:VVC1 | DL205 Interface | S37:SDS1 | Serial Port 1 | 000357
SR_M_A37_C166_169_37-02[low] ¦ SR_M_A37_C166_169_37-02[high] | L | COM | Controls | Cat 5e | SR_M | _A37_C166_169_ | 37-02 | low | S37:IPC1 | SR_M | _A37_C166_169_ | 37-02 | high | S37:SDS1 |  | S37:IPC1 | J112 SER | S37:SDS1 | Serial Port 2 | 000358
SR_M_A37_C166_169_37-02[low] ¦ SR_M_A37_C166_169_37-02[high] | L | COM | Controls | Cat 5e | SR_M | _A37_C166_169_ | 37-02 | low | S37:IPC2 | SR_M | _A37_C166_169_ | 37-02 | high | S37:SDS1 |  | S37:IPC2 | J112 SER | S37:SDS1 | Serial Port 3 | 000359
SR_M_A37_C166_169_37-02[low] ¦ SR_M_A37_C166_169_37-02[high] | L | COM | Controls | Cat 5e | SR_M | _A37_C166_169_ | 37-02 | low | S37:IPC3 | SR_M | _A37_C166_169_ | 37-02 | high | S37:SDS1 |  | S37:IPC3 | J112 SER INTFC | S37:SDS1 | Serial Port 4 | 000360
SR_M_A37_C166_169_37-02[low] ¦ SR_M_A37_C166_169_37-02[high] | L | COM | Controls | Cat 5e | SR_M | _A37_C166_169_ | 37-02 | low | S37:IPC4 | SR_M | _A37_C166_169_ | 37-02 | high | S37:SDS1 |  | S37:IPC4 | J112 SER INTFC | S37:SDS1 | Serial Port 5 | 000361
SR_M_A37_C166_169_37-02[low] ¦ SR_M_A37_C166_169_37-02[high] | L | COM | Controls | Cat 5e | SR_M | _A37_C166_169_ | 37-02 | low | S37:IGC1 | SR_M | _A37_C166_169_ | 37-02 | high | S37:SDS1 |  | S37:IGC1 | RS232 | S37:SDS1 | Serial Port 6 | 000362
SR_M_A38_C169_52_38-02[low] ¦ SR_M_A37_C166_169_37-02[high] | L | COM | Controls | Cat 5e | SR_M | _A38_C169_52_ | 38-02 | low | S38:VVC1 | SR_M | _A37_C166_169_ | 37-02 | high | S37:SDS1 |  | S38:VVC1 | DL205 Interface | S37:SDS1 | Serial Port 16 | 000363
SR_M_A38_C169_52_38-02[low] ¦ SR_M_A37_C166_169_37-02[high] | L | COM | Controls | Cat 5e | SR_M | _A38_C169_52_ | 38-02 | low | S38:IPC1 | SR_M | _A37_C166_169_ | 37-02 | high | S37:SDS1 |  | S38:IPC1 | J112 SER | S37:SDS1 | Serial Port 15 | 000364
SR_M_A38_C169_52_38-02[low] ¦ SR_M_A37_C166_169_37-02[high] | L | COM | Controls | Cat 5e | SR_M | _A38_C169_52_ | 38-02 | low | S38:IPC2 | SR_M | _A37_C166_169_ | 37-02 | high | S37:SDS1 |  | S38:IPC2 | J112 SER | S37:SDS1 | Serial Port 14 | 000365
SR_M_A38_C169_52_38-02[low] ¦ SR_M_A37_C166_169_37-02[high] | L | COM | Controls | Cat 5e | SR_M | _A38_C169_52_ | 38-02 | low | S38:IPC3 | SR_M | _A37_C166_169_ | 37-02 | high | S37:SDS1 |  | S38:IPC3 | J112 SER INTFC | S37:SDS1 | Serial Port 13 | 000366
SR_M_A38_C169_52_38-02[low] ¦ SR_M_A37_C166_169_37-02[high] | L | COM | Controls | Cat 5e | SR_M | _A38_C169_52_ | 38-02 | low | S38:IPC4 | SR_M | _A37_C166_169_ | 37-02 | high | S37:SDS1 |  | S38:IPC4 | J112 SER INTFC | S37:SDS1 | Serial Port 12 | 000367
SR_M_A38_C169_52_38-02[low] ¦ SR_M_A37_C166_169_37-02[high] | L | COM | Controls | Cat 5e | SR_M | _A38_C169_52_ | 38-02 | low | S38:IGC1 | SR_M | _A37_C166_169_ | 37-02 | high | S37:SDS1 |  | S38:IGC1 | RS232 | S37:SDS1 | Serial Port 11 | 000368
SR_M_A40_C55_58_39-02[low] ¦ SR_M_A40_C55_58_39-02[high] | L | COM | Controls | Cat 5e | SR_M | _A40_C55_58_ | 39-02 | low | S39:VVC1 | SR_M | _A40_C55_58_ | 39-02 | high | S39:SDS1 |  | S39:VVC1 | DL205 Interface | S39:SDS1 | Serial Port 1 | 000369
SR_M_A40_C55_58_39-02[low] ¦ SR_M_A40_C55_58_39-02[high] | L | COM | Controls | Cat 5e | SR_M | _A40_C55_58_ | 39-02 | low | S39:IPC1 | SR_M | _A40_C55_58_ | 39-02 | high | S39:SDS1 |  | S39:IPC1 | J112 SER | S39:SDS1 | Serial Port 2 | 000370
SR_M_A40_C55_58_39-02[low] ¦ SR_M_A40_C55_58_39-02[high] | L | COM | Controls | Cat 5e | SR_M | _A40_C55_58_ | 39-02 | low | S39:IPC2 | SR_M | _A40_C55_58_ | 39-02 | high | S39:SDS1 |  | S39:IPC2 | J112 SER | S39:SDS1 | Serial Port 3 | 000371
SR_M_A40_C55_58_39-02[low] ¦ SR_M_A40_C55_58_39-02[high] | L | COM | Controls | Cat 5e | SR_M | _A40_C55_58_ | 39-02 | low | S39:IPC3 | SR_M | _A40_C55_58_ | 39-02 | high | S39:SDS1 |  | S39:IPC3 | J112 SER INTFC | S39:SDS1 | Serial Port 4 | 000372
SR_M_A40_C55_58_39-02[low] ¦ SR_M_A40_C55_58_39-02[high] | L | COM | Controls | Cat 5e | SR_M | _A40_C55_58_ | 39-02 | low | S39:IPC4 | SR_M | _A40_C55_58_ | 39-02 | high | S39:SDS1 |  | S39:IPC4 | J112 SER INTFC | S39:SDS1 | Serial Port 5 | 000373
SR_M_A40_C55_58_39-02[low] ¦ SR_M_A40_C55_58_39-02[high] | L | COM | Controls | Cat 5e | SR_M | _A40_C55_58_ | 39-02 | low | S39:IGC1 | SR_M | _A40_C55_58_ | 39-02 | high | S39:SDS1 |  | S39:IGC1 | RS232 | S39:SDS1 | Serial Port 6 | 000374
SR_M_A40_C55_58_40-02[low] ¦ SR_M_A40_C55_58_39-02[high] | L | COM | Controls | Cat 5e | SR_M | _A40_C55_58_ | 40-02 | low | S40:VVC1 | SR_M | _A40_C55_58_ | 39-02 | high | S39:SDS1 |  | S40:VVC1 | DL205 Interface | S39:SDS1 | Serial Port 16 | 000375
SR_M_A40_C55_58_40-02[low] ¦ SR_M_A40_C55_58_39-02[high] | L | COM | Controls | Cat 5e | SR_M | _A40_C55_58_ | 40-02 | low | S40:IPC1 | SR_M | _A40_C55_58_ | 39-02 | high | S39:SDS1 |  | S40:IPC1 | J112 SER | S39:SDS1 | Serial Port 15 | 000376
SR_M_A40_C55_58_40-02[low] ¦ SR_M_A40_C55_58_39-02[high] | L | COM | Controls | Cat 5e | SR_M | _A40_C55_58_ | 40-02 | low | S40:IPC2 | SR_M | _A40_C55_58_ | 39-02 | high | S39:SDS1 |  | S40:IPC2 | J112 SER | S39:SDS1 | Serial Port 14 | 000377
SR_M_A40_C55_58_40-02[low] ¦ SR_M_A40_C55_58_39-02[high] | L | COM | Controls | Cat 5e | SR_M | _A40_C55_58_ | 40-02 | low | S40:IPC3 | SR_M | _A40_C55_58_ | 39-02 | high | S39:SDS1 |  | S40:IPC3 | J112 SER INTFC | S39:SDS1 | Serial Port 13 | 000378
SR_M_A40_C55_58_40-02[low] ¦ SR_M_A40_C55_58_39-02[high] | L | COM | Controls | Cat 5e | SR_M | _A40_C55_58_ | 40-02 | low | S40:IPC4 | SR_M | _A40_C55_58_ | 39-02 | high | S39:SDS1 |  | S40:IPC4 | J112 SER INTFC | S39:SDS1 | Serial Port 12 | 000379
SR_M_A40_C55_58_40-02[low] ¦ SR_M_A40_C55_58_39-02[high] | L | COM | Controls | Cat 5e | SR_M | _A40_C55_58_ | 40-02 | low | S40:IGC1 | SR_M | _A40_C55_58_ | 39-02 | high | S39:SDS1 |  | S40:IGC1 | RS232 | S39:SDS1 | Serial Port 11 | 000380
[] ¦ [] | e APS-U: 000381
SR_M_A02_C61_64_01-02[mid] ¦ SR_M_A02_C61_64_01-02[mid] | L | COM | Controls | SETPOINT (custom legacy) | SR_M | _A02_C61_64_ | 01-02 | mid | S01:IPC1 | SR_M | _A02_C61_64_ | 01-02 | mid | S01:VVC1 |  | S01:IPC1 |  | S01:VVC1 | Pump Controller 1 | 000382
SR_M_A02_C61_64_01-02[mid] ¦ SR_M_A02_C61_64_01-02[mid] | L | COM | Controls | SETPOINT (custom legacy) | SR_M | _A02_C61_64_ | 01-02 | mid | S01:IPC3 | SR_M | _A02_C61_64_ | 01-02 | mid | S01:VVC1 |  | S01:IPC3 |  | S01:VVC1 | Pump Controller 2 | 000383
SR_M_A02_C61_64_01-02[mid] ¦ SR_M_A02_C61_64_01-02[mid] | L | COM | Controls | SETPOINT (custom legacy) | SR_M | _A02_C61_64_ | 01-02 | mid | S01:IPC4 | SR_M | _A02_C61_64_ | 01-02 | mid | S01:VVC1 |  | S01:IPC4 |  | S01:VVC1 | Pump Controller 3 | 000384
SR_M_A02_C61_64_02-02[mid] ¦ SR_M_A02_C61_64_02-02[mid] | L | COM | Controls | SETPOINT (custom legacy) | SR_M | _A02_C61_64_ | 02-02 | mid | S02:IPC1 | SR_M | _A02_C61_64_ | 02-02 | mid | S02:VVC1 |  | S02:IPC1 |  | S02:VVC1 | Pump Controller 1 | 000385
SR_M_A02_C61_64_02-02[mid] ¦ SR_M_A02_C61_64_02-02[mid] | L | COM | Controls | SETPOINT (custom legacy) | SR_M | _A02_C61_64_ | 02-02 | mid | S02:IPC3 | SR_M | _A02_C61_64_ | 02-02 | mid | S02:VVC1 |  | S02:IPC3 |  | S02:VVC1 | Pump Controller 2 | 000386
SR_M_A02_C61_64_02-02[mid] ¦ SR_M_A02_C61_64_02-02[mid] | L | COM | Controls | SETPOINT (custom legacy) | SR_M | _A02_C61_64_ | 02-02 | mid | S02:IPC4 | SR_M | _A02_C61_64_ | 02-02 | mid | S02:VVC1 |  | S02:IPC4 |  | S02:VVC1 | Pump Controller 3 | 000387
SR_M_A04_C67_70_03-02[mid] ¦ SR_M_A04_C67_70_03-02[mid] | L | COM | Controls | SETPOINT (custom legacy) | SR_M | _A04_C67_70_ | 03-02 | mid | S03:IPC1 | SR_M | _A04_C67_70_ | 03-02 | mid | S03:VVC1 |  | S03:IPC1 |  | S03:VVC1 | Pump Controller 1 | 000388
SR_M_A04_C67_70_03-02[mid] ¦ SR_M_A04_C67_70_03-02[mid] | L | COM | Controls | SETPOINT (custom legacy) | SR_M | _A04_C67_70_ | 03-02 | mid | S03:IPC3 | SR_M | _A04_C67_70_ | 03-02 | mid | S03:VVC1 |  | S03:IPC3 |  | S03:VVC1 | Pump Controller 2 | 000389
SR_M_A04_C67_70_03-02[mid] ¦ SR_M_A04_C67_70_03-02[mid] | L | COM | Controls | SETPOINT (custom legacy) | SR_M | _A04_C67_70_ | 03-02 | mid | S03:IPC4 | SR_M | _A04_C67_70_ | 03-02 | mid | S03:VVC1 |  | S03:IPC4 |  | S03:VVC1 | Pump Controller 3 | 000390
SR_M_A04_C67_70_04-02[mid] ¦ SR_M_A04_C67_70_04-02[mid] | L | COM | Controls | SETPOINT (custom legacy) | SR_M | _A04_C67_70_ | 04-02 | mid | S04:IPC1 | SR_M | _A04_C67_70_ | 04-02 | mid | S04:VVC1 |  | S04:IPC1 |  | S04:VVC1 | Pump Controller 1 | 000391
SR_M_A04_C67_70_04-02[mid] ¦ SR_M_A04_C67_70_04-02[mid] | L | COM | Controls | SETPOINT (custom legacy) | SR_M | _A04_C67_70_ | 04-02 | mid | S04:IPC3 | SR_M | _A04_C67_70_ | 04-02 | mid | S04:VVC1 |  | S04:IPC3 |  | S04:VVC1 | Pump Controller 2 | 000392
SR_M_A04_C67_70_04-02[mid] ¦ SR_M_A04_C67_70_04-02[mid] | L | COM | Controls | SETPOINT (custom legacy) | SR_M | _A04_C67_70_ | 04-02 | mid | S04:IPC4 | SR_M | _A04_C67_70_ | 04-02 | mid | S04:VVC1 |  | S04:IPC4 |  | S04:VVC1 | Pump Controller 3 | 000393
SR_M_A06_C73_76_05-02[mid] ¦ SR_M_A06_C73_76_05-02[mid] | L | COM | Controls | SETPOINT (custom legacy) | SR_M | _A06_C73_76_ | 05-02 | mid | S05:IPC1 | SR_M | _A06_C73_76_ | 05-02 | mid | S05:VVC1 |  | S05:IPC1 |  | S05:VVC1 | Pump Controller 1 | 000394
SR_M_A06_C73_76_05-02[mid] ¦ SR_M_A06_C73_76_05-02[mid] | L | COM | Controls | SETPOINT (custom legacy) | SR_M | _A06_C73_76_ | 05-02 | mid | S05:IPC3 | SR_M | _A06_C73_76_ | 05-02 | mid | S05:VVC1 |  | S05:IPC3 |  | S05:VVC1 | Pump Controller 2 | 000395
SR_M_A06_C73_76_05-02[mid] ¦ SR_M_A06_C73_76_05-02[mid] | L | COM | Controls | SETPOINT (custom legacy) | SR_M | _A06_C73_76_ | 05-02 | mid | S05:IPC4 | SR_M | _A06_C73_76_ | 05-02 | mid | S05:VVC1 |  | S05:IPC4 |  | S05:VVC1 | Pump Controller 3 | 000396
SR_M_A06_C73_76_06-02[mid] ¦ SR_M_A06_C73_76_06-02[mid] | L | COM | Controls | SETPOINT (custom legacy) | SR_M | _A06_C73_76_ | 06-02 | mid | S06:IPC1 | SR_M | _A06_C73_76_ | 06-02 | mid | S06:VVC1 |  | S06:IPC1 |  | S06:VVC1 | Pump Controller 1 | 000397
SR_M_A06_C73_76_06-02[mid] ¦ SR_M_A06_C73_76_06-02[mid] | L | COM | Controls | SETPOINT (custom legacy) | SR_M | _A06_C73_76_ | 06-02 | mid | S06:IPC3 | SR_M | _A06_C73_76_ | 06-02 | mid | S06:VVC1 |  | S06:IPC3 |  | S06:VVC1 | Pump Controller 2 | 000398
SR_M_A06_C73_76_06-02[mid] ¦ SR_M_A06_C73_76_06-02[mid] | L | COM | Controls | SETPOINT (custom legacy) | SR_M | _A06_C73_76_ | 06-02 | mid | S06:IPC4 | SR_M | _A06_C73_76_ | 06-02 | mid | S06:VVC1 |  | S06:IPC4 |  | S06:VVC1 | Pump Controller 3 | 000399
SR_M_A08_C79_82_07-02[mid] ¦ SR_M_A08_C79_82_07-02[mid] | L | COM | Controls | SETPOINT (custom legacy) | SR_M | _A08_C79_82_ | 07-02 | mid | S07:IPC1 | SR_M | _A08_C79_82_ | 07-02 | mid | S07:VVC1 |  | S07:IPC1 |  | S07:VVC1 | Pump Controller 1 | 000400
SR_M_A08_C79_82_07-02[mid] ¦ SR_M_A08_C79_82_07-02[mid] | L | COM | Controls | SETPOINT (custom legacy) | SR_M | _A08_C79_82_ | 07-02 | mid | S07:IPC3 | SR_M | _A08_C79_82_ | 07-02 | mid | S07:VVC1 |  | S07:IPC3 |  | S07:VVC1 | Pump Controller 2 | 000401
SR_M_A08_C79_82_07-02[mid] ¦ SR_M_A08_C79_82_07-02[mid] | L | COM | Controls | SETPOINT (custom legacy) | SR_M | _A08_C79_82_ | 07-02 | mid | S07:IPC4 | SR_M | _A08_C79_82_ | 07-02 | mid | S07:VVC1 |  | S07:IPC4 |  | S07:VVC1 | Pump Controller 3 | 000402
SR_M_A08_C79_82_08-02[mid] ¦ SR_M_A08_C79_82_08-02[mid] | L | COM | Controls | SETPOINT (custom legacy) | SR_M | _A08_C79_82_ | 08-02 | mid | S08:IPC1 | SR_M | _A08_C79_82_ | 08-02 | mid | S08:VVC1 |  | S08:IPC1 |  | S08:VVC1 | Pump Controller 1 | 000403
SR_M_A08_C79_82_08-02[mid] ¦ SR_M_A08_C79_82_08-02[mid] | L | COM | Controls | SETPOINT (custom legacy) | SR_M | _A08_C79_82_ | 08-02 | mid | S08:IPC3 | SR_M | _A08_C79_82_ | 08-02 | mid | S08:VVC1 |  | S08:IPC3 |  | S08:VVC1 | Pump Controller 2 | 000404
SR_M_A08_C79_82_08-02[mid] ¦ SR_M_A08_C79_82_08-02[mid] | L | COM | Controls | SETPOINT (custom legacy) | SR_M | _A08_C79_82_ | 08-02 | mid | S08:IPC4 | SR_M | _A08_C79_82_ | 08-02 | mid | S08:VVC1 |  | S08:IPC4 |  | S08:VVC1 | Pump Controller 3 | 000405
SR_M_A10_C85_88_09-02[mid] ¦ SR_M_A10_C85_88_09-02[mid] | L | COM | Controls | SETPOINT (custom legacy) | SR_M | _A10_C85_88_ | 09-02 | mid | S09:IPC1 | SR_M | _A10_C85_88_ | 09-02 | mid | S09:VVC1 |  | S09:IPC1 |  | S09:VVC1 | Pump Controller 1 | 000406
SR_M_A10_C85_88_09-02[mid] ¦ SR_M_A10_C85_88_09-02[mid] | L | COM | Controls | SETPOINT (custom legacy) | SR_M | _A10_C85_88_ | 09-02 | mid | S09:IPC3 | SR_M | _A10_C85_88_ | 09-02 | mid | S09:VVC1 |  | S09:IPC3 |  | S09:VVC1 | Pump Controller 2 | 000407
SR_M_A10_C85_88_09-02[mid] ¦ SR_M_A10_C85_88_09-02[mid] | L | COM | Controls | SETPOINT (custom legacy) | SR_M | _A10_C85_88_ | 09-02 | mid | S09:IPC4 | SR_M | _A10_C85_88_ | 09-02 | mid | S09:VVC1 |  | S09:IPC4 |  | S09:VVC1 | Pump Controller 3 | 000408
SR_M_A10_C85_88_10-02[mid] ¦ SR_M_A10_C85_88_10-02[mid] | L | COM | Controls | SETPOINT (custom legacy) | SR_M | _A10_C85_88_ | 10-02 | mid | S10:IPC1 | SR_M | _A10_C85_88_ | 10-02 | mid | S10:VVC1 |  | S10:IPC1 |  | S10:VVC1 | Pump Controller 1 | 000409
SR_M_A10_C85_88_10-02[mid] ¦ SR_M_A10_C85_88_10-02[mid] | L | COM | Controls | SETPOINT (custom legacy) | SR_M | _A10_C85_88_ | 10-02 | mid | S10:IPC3 | SR_M | _A10_C85_88_ | 10-02 | mid | S10:VVC1 |  | S10:IPC3 |  | S10:VVC1 | Pump Controller 2 | 000410
SR_M_A10_C85_88_10-02[mid] ¦ SR_M_A10_C85_88_10-02[mid] | L | COM | Controls | SETPOINT (custom legacy) | SR_M | _A10_C85_88_ | 10-02 | mid | S10:IPC4 | SR_M | _A10_C85_88_ | 10-02 | mid | S10:VVC1 |  | S10:IPC4 |  | S10:VVC1 | Pump Controller 3 | 000411
SR_M_A12_C91_94_11-02[mid] ¦ SR_M_A12_C91_94_11-02[mid] | L | COM | Controls | SETPOINT (custom legacy) | SR_M | _A12_C91_94_ | 11-02 | mid | S11:IPC1 | SR_M | _A12_C91_94_ | 11-02 | mid | S11:VVC1 |  | S11:IPC1 |  | S11:VVC1 | Pump Controller 1 | 000412
SR_M_A12_C91_94_11-02[mid] ¦ SR_M_A12_C91_94_11-02[mid] | L | COM | Controls | SETPOINT (custom legacy) | SR_M | _A12_C91_94_ | 11-02 | mid | S11:IPC3 | SR_M | _A12_C91_94_ | 11-02 | mid | S11:VVC1 |  | S11:IPC3 |  | S11:VVC1 | Pump Controller 2 | 000413
SR_M_A12_C91_94_11-02[mid] ¦ SR_M_A12_C91_94_11-02[mid] | L | COM | Controls | SETPOINT (custom legacy) | SR_M | _A12_C91_94_ | 11-02 | mid | S11:IPC4 | SR_M | _A12_C91_94_ | 11-02 | mid | S11:VVC1 |  | S11:IPC4 |  | S11:VVC1 | Pump Controller 3 | 000414
SR_M_A12_C91_94_12-02[mid] ¦ SR_M_A12_C91_94_12-02[mid] | L | COM | Controls | SETPOINT (custom legacy) | SR_M | _A12_C91_94_ | 12-02 | mid | S12:IPC1 | SR_M | _A12_C91_94_ | 12-02 | mid | S12:VVC1 |  | S12:IPC1 |  | S12:VVC1 | Pump Controller 1 | 000415
SR_M_A12_C91_94_12-02[mid] ¦ SR_M_A12_C91_94_12-02[mid] | L | COM | Controls | SETPOINT (custom legacy) | SR_M | _A12_C91_94_ | 12-02 | mid | S12:IPC3 | SR_M | _A12_C91_94_ | 12-02 | mid | S12:VVC1 |  | S12:IPC3 |  | S12:VVC1 | Pump Controller 2 | 000416
SR_M_A12_C91_94_12-02[mid] ¦ SR_M_A12_C91_94_12-02[mid] | L | COM | Controls | SETPOINT (custom legacy) | SR_M | _A12_C91_94_ | 12-02 | mid | S12:IPC4 | SR_M | _A12_C91_94_ | 12-02 | mid | S12:VVC1 |  | S12:IPC4 |  | S12:VVC1 | Pump Controller 3 | 000417
SR_M_A14_C97_100_13-02[mid] ¦ SR_M_A14_C97_100_13-02[mid] | L | COM | Controls | SETPOINT (custom legacy) | SR_M | _A14_C97_100_ | 13-02 | mid | S13:IPC1 | SR_M | _A14_C97_100_ | 13-02 | mid | S13:VVC1 |  | S13:IPC1 |  | S13:VVC1 | Pump Controller 1 | 000418
SR_M_A14_C97_100_13-02[mid] ¦ SR_M_A14_C97_100_13-02[mid] | L | COM | Controls | SETPOINT (custom legacy) | SR_M | _A14_C97_100_ | 13-02 | mid | S13:IPC3 | SR_M | _A14_C97_100_ | 13-02 | mid | S13:VVC1 |  | S13:IPC3 |  | S13:VVC1 | Pump Controller 2 | 000419
SR_M_A14_C97_100_13-02[mid] ¦ SR_M_A14_C97_100_13-02[mid] | L | COM | Controls | SETPOINT (custom legacy) | SR_M | _A14_C97_100_ | 13-02 | mid | S13:IPC4 | SR_M | _A14_C97_100_ | 13-02 | mid | S13:VVC1 |  | S13:IPC4 |  | S13:VVC1 | Pump Controller 3 | 000420
SR_M_A14_C97_100_14-02[mid] ¦ SR_M_A14_C97_100_14-02[mid] | L | COM | Controls | SETPOINT (custom legacy) | SR_M | _A14_C97_100_ | 14-02 | mid | S14:IPC1 | SR_M | _A14_C97_100_ | 14-02 | mid | S14:VVC1 |  | S14:IPC1 |  | S14:VVC1 | Pump Controller 1 | 000421
SR_M_A14_C97_100_14-02[mid] ¦ SR_M_A14_C97_100_14-02[mid] | L | COM | Controls | SETPOINT (custom legacy) | SR_M | _A14_C97_100_ | 14-02 | mid | S14:IPC3 | SR_M | _A14_C97_100_ | 14-02 | mid | S14:VVC1 |  | S14:IPC3 |  | S14:VVC1 | Pump Controller 2 | 000422
SR_M_A14_C97_100_14-02[mid] ¦ SR_M_A14_C97_100_14-02[mid] | L | COM | Controls | SETPOINT (custom legacy) | SR_M | _A14_C97_100_ | 14-02 | mid | S14:IPC4 | SR_M | _A14_C97_100_ | 14-02 | mid | S14:VVC1 |  | S14:IPC4 |  | S14:VVC1 | Pump Controller 3 | 000423
SR_M_A16_C103_106_15-02[mid] ¦ SR_M_A16_C103_106_15-02[mid] | L | COM | Controls | SETPOINT (custom legacy) | SR_M | _A16_C103_106_ | 15-02 | mid | S15:IPC1 | SR_M | _A16_C103_106_ | 15-02 | mid | S15:VVC1 |  | S15:IPC1 |  | S15:VVC1 | Pump Controller 1 | 000424
SR_M_A16_C103_106_15-02[mid] ¦ SR_M_A16_C103_106_15-02[mid] | L | COM | Controls | SETPOINT (custom legacy) | SR_M | _A16_C103_106_ | 15-02 | mid | S15:IPC3 | SR_M | _A16_C103_106_ | 15-02 | mid | S15:VVC1 |  | S15:IPC3 |  | S15:VVC1 | Pump Controller 2 | 000425
SR_M_A16_C103_106_15-02[mid] ¦ SR_M_A16_C103_106_15-02[mid] | L | COM | Controls | SETPOINT (custom legacy) | SR_M | _A16_C103_106_ | 15-02 | mid | S15:IPC4 | SR_M | _A16_C103_106_ | 15-02 | mid | S15:VVC1 |  | S15:IPC4 |  | S15:VVC1 | Pump Controller 3 | 000426
SR_M_A16_C103_106_16-02[mid] ¦ SR_M_A16_C103_106_16-02[mid] | L | COM | Controls | SETPOINT (custom legacy) | SR_M | _A16_C103_106_ | 16-02 | mid | S16:IPC1 | SR_M | _A16_C103_106_ | 16-02 | mid | S16:VVC1 |  | S16:IPC1 |  | S16:VVC1 | Pump Controller 1 | 000427
SR_M_A16_C103_106_16-02[mid] ¦ SR_M_A16_C103_106_16-02[mid] | L | COM | Controls | SETPOINT (custom legacy) | SR_M | _A16_C103_106_ | 16-02 | mid | S16:IPC3 | SR_M | _A16_C103_106_ | 16-02 | mid | S16:VVC1 |  | S16:IPC3 |  | S16:VVC1 | Pump Controller 2 | 000428
SR_M_A16_C103_106_16-02[mid] ¦ SR_M_A16_C103_106_16-02[mid] | L | COM | Controls | SETPOINT (custom legacy) | SR_M | _A16_C103_106_ | 16-02 | mid | S16:IPC4 | SR_M | _A16_C103_106_ | 16-02 | mid | S16:VVC1 |  | S16:IPC4 |  | S16:VVC1 | Pump Controller 3 | 000429
SR_M_A18_C109_112_17-02[mid] ¦ SR_M_A18_C109_112_17-02[mid] | L | COM | Controls | SETPOINT (custom legacy) | SR_M | _A18_C109_112_ | 17-02 | mid | S17:IPC1 | SR_M | _A18_C109_112_ | 17-02 | mid | S17:VVC1 |  | S17:IPC1 |  | S17:VVC1 | Pump Controller 1 | 000430
SR_M_A18_C109_112_17-02[mid] ¦ SR_M_A18_C109_112_17-02[mid] | L | COM | Controls | SETPOINT (custom legacy) | SR_M | _A18_C109_112_ | 17-02 | mid | S17:IPC3 | SR_M | _A18_C109_112_ | 17-02 | mid | S17:VVC1 |  | S17:IPC3 |  | S17:VVC1 | Pump Controller 2 | 000431
SR_M_A18_C109_112_17-02[mid] ¦ SR_M_A18_C109_112_17-02[mid] | L | COM | Controls | SETPOINT (custom legacy) | SR_M | _A18_C109_112_ | 17-02 | mid | S17:IPC4 | SR_M | _A18_C109_112_ | 17-02 | mid | S17:VVC1 |  | S17:IPC4 |  | S17:VVC1 | Pump Controller 3 | 000432
SR_M_A18_C109_112_18-02[mid] ¦ SR_M_A18_C109_112_18-02[mid] | L | COM | Controls | SETPOINT (custom legacy) | SR_M | _A18_C109_112_ | 18-02 | mid | S18:IPC1 | SR_M | _A18_C109_112_ | 18-02 | mid | S18:VVC1 |  | S18:IPC1 |  | S18:VVC1 | Pump Controller 1 | 000433
SR_M_A18_C109_112_18-02[mid] ¦ SR_M_A18_C109_112_18-02[mid] | L | COM | Controls | SETPOINT (custom legacy) | SR_M | _A18_C109_112_ | 18-02 | mid | S18:IPC3 | SR_M | _A18_C109_112_ | 18-02 | mid | S18:VVC1 |  | S18:IPC3 |  | S18:VVC1 | Pump Controller 2 | 000434
SR_M_A18_C109_112_18-02[mid] ¦ SR_M_A18_C109_112_18-02[mid] | L | COM | Controls | SETPOINT (custom legacy) | SR_M | _A18_C109_112_ | 18-02 | mid | S18:IPC4 | SR_M | _A18_C109_112_ | 18-02 | mid | S18:VVC1 |  | S18:IPC4 |  | S18:VVC1 | Pump Controller 3 | 000435
SR_M_A20_C115_118_19-02[mid] ¦ SR_M_A20_C115_118_19-02[mid] | L | COM | Controls | SETPOINT (custom legacy) | SR_M | _A20_C115_118_ | 19-02 | mid | S19:IPC1 | SR_M | _A20_C115_118_ | 19-02 | mid | S19:VVC1 |  | S19:IPC1 |  | S19:VVC1 | Pump Controller 1 | 000436
SR_M_A20_C115_118_19-02[mid] ¦ SR_M_A20_C115_118_19-02[mid] | L | COM | Controls | SETPOINT (custom legacy) | SR_M | _A20_C115_118_ | 19-02 | mid | S19:IPC3 | SR_M | _A20_C115_118_ | 19-02 | mid | S19:VVC1 |  | S19:IPC3 |  | S19:VVC1 | Pump Controller 2 | 000437
SR_M_A20_C115_118_19-02[mid] ¦ SR_M_A20_C115_118_19-02[mid] | L | COM | Controls | SETPOINT (custom legacy) | SR_M | _A20_C115_118_ | 19-02 | mid | S19:IPC4 | SR_M | _A20_C115_118_ | 19-02 | mid | S19:VVC1 |  | S19:IPC4 |  | S19:VVC1 | Pump Controller 3 | 000438
SR_M_A20_C115_118_20-02[mid] ¦ SR_M_A20_C115_118_20-02[mid] | L | COM | Controls | SETPOINT (custom legacy) | SR_M | _A20_C115_118_ | 20-02 | mid | S20:IPC1 | SR_M | _A20_C115_118_ | 20-02 | mid | S20:VVC1 |  | S20:IPC1 |  | S20:VVC1 | Pump Controller 1 | 000439
SR_M_A20_C115_118_20-02[mid] ¦ SR_M_A20_C115_118_20-02[mid] | L | COM | Controls | SETPOINT (custom legacy) | SR_M | _A20_C115_118_ | 20-02 | mid | S20:IPC3 | SR_M | _A20_C115_118_ | 20-02 | mid | S20:VVC1 |  | S20:IPC3 |  | S20:VVC1 | Pump Controller 2 | 000440
SR_M_A20_C115_118_20-02[mid] ¦ SR_M_A20_C115_118_20-02[mid] | L | COM | Controls | SETPOINT (custom legacy) | SR_M | _A20_C115_118_ | 20-02 | mid | S20:IPC4 | SR_M | _A20_C115_118_ | 20-02 | mid | S20:VVC1 |  | S20:IPC4 |  | S20:VVC1 | Pump Controller 3 | 000441
SR_M_A22_C121_124_21-02[mid] ¦ SR_M_A22_C121_124_21-02[mid] | L | COM | Controls | SETPOINT (custom legacy) | SR_M | _A22_C121_124_ | 21-02 | mid | S21:IPC1 | SR_M | _A22_C121_124_ | 21-02 | mid | S21:VVC1 |  | S21:IPC1 |  | S21:VVC1 | Pump Controller 1 | 000442
SR_M_A22_C121_124_21-02[mid] ¦ SR_M_A22_C121_124_21-02[mid] | L | COM | Controls | SETPOINT (custom legacy) | SR_M | _A22_C121_124_ | 21-02 | mid | S21:IPC3 | SR_M | _A22_C121_124_ | 21-02 | mid | S21:VVC1 |  | S21:IPC3 |  | S21:VVC1 | Pump Controller 2 | 000443
SR_M_A22_C121_124_21-02[mid] ¦ SR_M_A22_C121_124_21-02[mid] | L | COM | Controls | SETPOINT (custom legacy) | SR_M | _A22_C121_124_ | 21-02 | mid | S21:IPC4 | SR_M | _A22_C121_124_ | 21-02 | mid | S21:VVC1 |  | S21:IPC4 |  | S21:VVC1 | Pump Controller 3 | 000444
SR_M_A22_C121_124_22-02[mid] ¦ SR_M_A22_C121_124_22-02[mid] | L | COM | Controls | SETPOINT (custom legacy) | SR_M | _A22_C121_124_ | 22-02 | mid | S22:IPC1 | SR_M | _A22_C121_124_ | 22-02 | mid | S22:VVC1 |  | S22:IPC1 |  | S22:VVC1 | Pump Controller 1 | 000445
SR_M_A22_C121_124_22-02[mid] ¦ SR_M_A22_C121_124_22-02[mid] | L | COM | Controls | SETPOINT (custom legacy) | SR_M | _A22_C121_124_ | 22-02 | mid | S22:IPC3 | SR_M | _A22_C121_124_ | 22-02 | mid | S22:VVC1 |  | S22:IPC3 |  | S22:VVC1 | Pump Controller 2 | 000446
SR_M_A22_C121_124_22-02[mid] ¦ SR_M_A22_C121_124_22-02[mid] | L | COM | Controls | SETPOINT (custom legacy) | SR_M | _A22_C121_124_ | 22-02 | mid | S22:IPC4 | SR_M | _A22_C121_124_ | 22-02 | mid | S22:VVC1 |  | S22:IPC4 |  | S22:VVC1 | Pump Controller 3 | 000447
SR_M_A24_C127_130_23-02[mid] ¦ SR_M_A24_C127_130_23-02[mid] | L | COM | Controls | SETPOINT (custom legacy) | SR_M | _A24_C127_130_ | 23-02 | mid | S23:IPC1 | SR_M | _A24_C127_130_ | 23-02 | mid | S23:VVC1 |  | S23:IPC1 |  | S23:VVC1 | Pump Controller 1 | 000448
SR_M_A24_C127_130_23-02[mid] ¦ SR_M_A24_C127_130_23-02[mid] | L | COM | Controls | SETPOINT (custom legacy) | SR_M | _A24_C127_130_ | 23-02 | mid | S23:IPC3 | SR_M | _A24_C127_130_ | 23-02 | mid | S23:VVC1 |  | S23:IPC3 |  | S23:VVC1 | Pump Controller 2 | 000449
SR_M_A24_C127_130_23-02[mid] ¦ SR_M_A24_C127_130_23-02[mid] | L | COM | Controls | SETPOINT (custom legacy) | SR_M | _A24_C127_130_ | 23-02 | mid | S23:IPC4 | SR_M | _A24_C127_130_ | 23-02 | mid | S23:VVC1 |  | S23:IPC4 |  | S23:VVC1 | Pump Controller 3 | 000450
SR_M_A24_C127_130_24-02[mid] ¦ SR_M_A24_C127_130_24-02[mid] | L | COM | Controls | SETPOINT (custom legacy) | SR_M | _A24_C127_130_ | 24-02 | mid | S24:IPC1 | SR_M | _A24_C127_130_ | 24-02 | mid | S24:VVC1 |  | S24:IPC1 |  | S24:VVC1 | Pump Controller 1 | 000451
SR_M_A24_C127_130_24-02[mid] ¦ SR_M_A24_C127_130_24-02[mid] | L | COM | Controls | SETPOINT (custom legacy) | SR_M | _A24_C127_130_ | 24-02 | mid | S24:IPC3 | SR_M | _A24_C127_130_ | 24-02 | mid | S24:VVC1 |  | S24:IPC3 |  | S24:VVC1 | Pump Controller 2 | 000452
SR_M_A24_C127_130_24-02[mid] ¦ SR_M_A24_C127_130_24-02[mid] | L | COM | Controls | SETPOINT (custom legacy) | SR_M | _A24_C127_130_ | 24-02 | mid | S24:IPC4 | SR_M | _A24_C127_130_ | 24-02 | mid | S24:VVC1 |  | S24:IPC4 |  | S24:VVC1 | Pump Controller 3 | 000453
SR_M_A26_C133_136_25-02[mid] ¦ SR_M_A26_C133_136_25-02[mid] | L | COM | Controls | SETPOINT (custom legacy) | SR_M | _A26_C133_136_ | 25-02 | mid | S25:IPC1 | SR_M | _A26_C133_136_ | 25-02 | mid | S25:VVC1 |  | S25:IPC1 |  | S25:VVC1 | Pump Controller 1 | 000454
SR_M_A26_C133_136_25-02[mid] ¦ SR_M_A26_C133_136_25-02[mid] | L | COM | Controls | SETPOINT (custom legacy) | SR_M | _A26_C133_136_ | 25-02 | mid | S25:IPC3 | SR_M | _A26_C133_136_ | 25-02 | mid | S25:VVC1 |  | S25:IPC3 |  | S25:VVC1 | Pump Controller 2 | 000455
SR_M_A26_C133_136_25-02[mid] ¦ SR_M_A26_C133_136_25-02[mid] | L | COM | Controls | SETPOINT (custom legacy) | SR_M | _A26_C133_136_ | 25-02 | mid | S25:IPC4 | SR_M | _A26_C133_136_ | 25-02 | mid | S25:VVC1 |  | S25:IPC4 |  | S25:VVC1 | Pump Controller 3 | 000456
SR_M_A26_C133_136_26-02[mid] ¦ SR_M_A26_C133_136_26-02[mid] | L | COM | Controls | SETPOINT (custom legacy) | SR_M | _A26_C133_136_ | 26-02 | mid | S26:IPC1 | SR_M | _A26_C133_136_ | 26-02 | mid | S26:VVC1 |  | S26:IPC1 |  | S26:VVC1 | Pump Controller 1 | 000457
SR_M_A26_C133_136_26-02[mid] ¦ SR_M_A26_C133_136_26-02[mid] | L | COM | Controls | SETPOINT (custom legacy) | SR_M | _A26_C133_136_ | 26-02 | mid | S26:IPC3 | SR_M | _A26_C133_136_ | 26-02 | mid | S26:VVC1 |  | S26:IPC3 |  | S26:VVC1 | Pump Controller 2 | 000458
SR_M_A26_C133_136_26-02[mid] ¦ SR_M_A26_C133_136_26-02[mid] | L | COM | Controls | SETPOINT (custom legacy) | SR_M | _A26_C133_136_ | 26-02 | mid | S26:IPC4 | SR_M | _A26_C133_136_ | 26-02 | mid | S26:VVC1 |  | S26:IPC4 |  | S26:VVC1 | Pump Controller 3 | 000459
SR_M_A28_C139_142_27-02[mid] ¦ SR_M_A28_C139_142_27-02[mid] | L | COM | Controls | SETPOINT (custom legacy) | SR_M | _A28_C139_142_ | 27-02 | mid | S27:IPC1 | SR_M | _A28_C139_142_ | 27-02 | mid | S27:VVC1 |  | S27:IPC1 |  | S27:VVC1 | Pump Controller 1 | 000460
SR_M_A28_C139_142_27-02[mid] ¦ SR_M_A28_C139_142_27-02[mid] | L | COM | Controls | SETPOINT (custom legacy) | SR_M | _A28_C139_142_ | 27-02 | mid | S27:IPC3 | SR_M | _A28_C139_142_ | 27-02 | mid | S27:VVC1 |  | S27:IPC3 |  | S27:VVC1 | Pump Controller 2 | 000461
SR_M_A28_C139_142_27-02[mid] ¦ SR_M_A28_C139_142_27-02[mid] | L | COM | Controls | SETPOINT (custom legacy) | SR_M | _A28_C139_142_ | 27-02 | mid | S27:IPC4 | SR_M | _A28_C139_142_ | 27-02 | mid | S27:VVC1 |  | S27:IPC4 |  | S27:VVC1 | Pump Controller 3 | 000462
SR_M_A28_C139_142_28-02[mid] ¦ SR_M_A28_C139_142_28-02[mid] | L | COM | Controls | SETPOINT (custom legacy) | SR_M | _A28_C139_142_ | 28-02 | mid | S28:IPC1 | SR_M | _A28_C139_142_ | 28-02 | mid | S28:VVC1 |  | S28:IPC1 |  | S28:VVC1 | Pump Controller 1 | 000463
SR_M_A28_C139_142_28-02[mid] ¦ SR_M_A28_C139_142_28-02[mid] | L | COM | Controls | SETPOINT (custom legacy) | SR_M | _A28_C139_142_ | 28-02 | mid | S28:IPC3 | SR_M | _A28_C139_142_ | 28-02 | mid | S28:VVC1 |  | S28:IPC3 |  | S28:VVC1 | Pump Controller 2 | 000464
SR_M_A28_C139_142_28-02[mid] ¦ SR_M_A28_C139_142_28-02[mid] | L | COM | Controls | SETPOINT (custom legacy) | SR_M | _A28_C139_142_ | 28-02 | mid | S28:IPC4 | SR_M | _A28_C139_142_ | 28-02 | mid | S28:VVC1 |  | S28:IPC4 |  | S28:VVC1 | Pump Controller 3 | 000465
SR_M_A30_C145_148_29-02[mid] ¦ SR_M_A30_C145_148_29-02[mid] | L | COM | Controls | SETPOINT (custom legacy) | SR_M | _A30_C145_148_ | 29-02 | mid | S29:IPC1 | SR_M | _A30_C145_148_ | 29-02 | mid | S29:VVC1 |  | S29:IPC1 |  | S29:VVC1 | Pump Controller 1 | 000466
SR_M_A30_C145_148_29-02[mid] ¦ SR_M_A30_C145_148_29-02[mid] | L | COM | Controls | SETPOINT (custom legacy) | SR_M | _A30_C145_148_ | 29-02 | mid | S29:IPC3 | SR_M | _A30_C145_148_ | 29-02 | mid | S29:VVC1 |  | S29:IPC3 |  | S29:VVC1 | Pump Controller 2 | 000467
SR_M_A30_C145_148_29-02[mid] ¦ SR_M_A30_C145_148_29-02[mid] | L | COM | Controls | SETPOINT (custom legacy) | SR_M | _A30_C145_148_ | 29-02 | mid | S29:IPC4 | SR_M | _A30_C145_148_ | 29-02 | mid | S29:VVC1 |  | S29:IPC4 |  | S29:VVC1 | Pump Controller 3 | 000468
SR_M_A30_C145_148_30-02[mid] ¦ SR_M_A30_C145_148_30-02[mid] | L | COM | Controls | SETPOINT (custom legacy) | SR_M | _A30_C145_148_ | 30-02 | mid | S30:IPC1 | SR_M | _A30_C145_148_ | 30-02 | mid | S30:VVC1 |  | S30:IPC1 |  | S30:VVC1 | Pump Controller 1 | 000469
SR_M_A30_C145_148_30-02[mid] ¦ SR_M_A30_C145_148_30-02[mid] | L | COM | Controls | SETPOINT (custom legacy) | SR_M | _A30_C145_148_ | 30-02 | mid | S30:IPC3 | SR_M | _A30_C145_148_ | 30-02 | mid | S30:VVC1 |  | S30:IPC3 |  | S30:VVC1 | Pump Controller 2 | 000470
SR_M_A30_C145_148_30-02[mid] ¦ SR_M_A30_C145_148_30-02[mid] | L | COM | Controls | SETPOINT (custom legacy) | SR_M | _A30_C145_148_ | 30-02 | mid | S30:IPC4 | SR_M | _A30_C145_148_ | 30-02 | mid | S30:VVC1 |  | S30:IPC4 |  | S30:VVC1 | Pump Controller 3 | 000471
SR_M_A32_C151_154_31-02[mid] ¦ SR_M_A32_C151_154_31-02[mid] | L | COM | Controls | SETPOINT (custom legacy) | SR_M | _A32_C151_154_ | 31-02 | mid | S31:IPC1 | SR_M | _A32_C151_154_ | 31-02 | mid | S31:VVC1 |  | S31:IPC1 |  | S31:VVC1 | Pump Controller 1 | 000472
SR_M_A32_C151_154_31-02[mid] ¦ SR_M_A32_C151_154_31-02[mid] | L | COM | Controls | SETPOINT (custom legacy) | SR_M | _A32_C151_154_ | 31-02 | mid | S31:IPC1 | SR_M | _A32_C151_154_ | 31-02 | mid | S31:VVC1 |  | S31:IPC1 |  | S31:VVC1 | Pump Controller 2 | 000473
SR_M_A32_C151_154_31-02[mid] ¦ SR_M_A32_C151_154_31-02[mid] | L | COM | Controls | SETPOINT (custom legacy) | SR_M | _A32_C151_154_ | 31-02 | mid | S31:IPC1 | SR_M | _A32_C151_154_ | 31-02 | mid | S31:VVC1 |  | S31:IPC1 |  | S31:VVC1 | Pump Controller 3 | 000474
SR_M_A32_C151_154_32-02[mid] ¦ SR_M_A32_C151_154_32-02[mid] | L | COM | Controls | SETPOINT (custom legacy) | SR_M | _A32_C151_154_ | 32-02 | mid | S32:IPC1 | SR_M | _A32_C151_154_ | 32-02 | mid | S32:VVC1 |  | S32:IPC1 |  | S32:VVC1 | Pump Controller 1 | 000475
SR_M_A32_C151_154_32-02[mid] ¦ SR_M_A32_C151_154_32-02[mid] | L | COM | Controls | SETPOINT (custom legacy) | SR_M | _A32_C151_154_ | 32-02 | mid | S32:IPC1 | SR_M | _A32_C151_154_ | 32-02 | mid | S32:VVC1 |  | S32:IPC1 |  | S32:VVC1 | Pump Controller 2 | 000476
SR_M_A32_C151_154_32-02[mid] ¦ SR_M_A32_C151_154_32-02[mid] | L | COM | Controls | SETPOINT (custom legacy) | SR_M | _A32_C151_154_ | 32-02 | mid | S32:IPC1 | SR_M | _A32_C151_154_ | 32-02 | mid | S32:VVC1 |  | S32:IPC1 |  | S32:VVC1 | Pump Controller 3 | 000477
SR_M_A34_C157_160_33-02[mid] ¦ SR_M_A34_C157_160_33-02[mid] | L | COM | Controls | SETPOINT (custom legacy) | SR_M | _A34_C157_160_ | 33-02 | mid | S33:IPC1 | SR_M | _A34_C157_160_ | 33-02 | mid | S33:VVC1 |  | S33:IPC1 |  | S33:VVC1 | Pump Controller 1 | 000478
SR_M_A34_C157_160_33-02[mid] ¦ SR_M_A34_C157_160_33-02[mid] | L | COM | Controls | SETPOINT (custom legacy) | SR_M | _A34_C157_160_ | 33-02 | mid | S33:IPC1 | SR_M | _A34_C157_160_ | 33-02 | mid | S33:VVC1 |  | S33:IPC1 |  | S33:VVC1 | Pump Controller 2 | 000479
SR_M_A34_C157_160_33-02[mid] ¦ SR_M_A34_C157_160_33-02[mid] | L | COM | Controls | SETPOINT (custom legacy) | SR_M | _A34_C157_160_ | 33-02 | mid | S33:IPC1 | SR_M | _A34_C157_160_ | 33-02 | mid | S33:VVC1 |  | S33:IPC1 |  | S33:VVC1 | Pump Controller 3 | 000480
SR_M_A34_C157_160_34-02[mid] ¦ SR_M_A34_C157_160_34-02[mid] | L | COM | Controls | SETPOINT (custom legacy) | SR_M | _A34_C157_160_ | 34-02 | mid | S34:IPC1 | SR_M | _A34_C157_160_ | 34-02 | mid | S34:VVC1 |  | S34:IPC1 |  | S34:VVC1 | Pump Controller 1 | 000481
SR_M_A34_C157_160_34-02[mid] ¦ SR_M_A34_C157_160_34-02[mid] | L | COM | Controls | SETPOINT (custom legacy) | SR_M | _A34_C157_160_ | 34-02 | mid | S34:IPC1 | SR_M | _A34_C157_160_ | 34-02 | mid | S34:VVC1 |  | S34:IPC1 |  | S34:VVC1 | Pump Controller 2 | 000482
SR_M_A34_C157_160_34-02[mid] ¦ SR_M_A34_C157_160_34-02[mid] | L | COM | Controls | SETPOINT (custom legacy) | SR_M | _A34_C157_160_ | 34-02 | mid | S34:IPC1 | SR_M | _A34_C157_160_ | 34-02 | mid | S34:VVC1 |  | S34:IPC1 |  | S34:VVC1 | Pump Controller 3 | 000483
SR_M_A35_C160_163_35-02[mid] ¦ SR_M_A35_C160_163_35-02[mid] | L | COM | Controls | SETPOINT (custom legacy) | SR_M | _A35_C160_163_ | 35-02 | mid | S35:IPC1 | SR_M | _A35_C160_163_ | 35-02 | mid | S35:VVC1 |  | S35:IPC1 |  | S35:VVC1 | Pump Controller 1 | 000484
SR_M_A35_C160_163_35-02[mid] ¦ SR_M_A35_C160_163_35-02[mid] | L | COM | Controls | SETPOINT (custom legacy) | SR_M | _A35_C160_163_ | 35-02 | mid | S35:IPC1 | SR_M | _A35_C160_163_ | 35-02 | mid | S35:VVC1 |  | S35:IPC1 |  | S35:VVC1 | Pump Controller 2 | 000485
SR_M_A35_C160_163_35-02[mid] ¦ SR_M_A35_C160_163_35-02[mid] | L | COM | Controls | SETPOINT (custom legacy) | SR_M | _A35_C160_163_ | 35-02 | mid | S35:IPC1 | SR_M | _A35_C160_163_ | 35-02 | mid | S35:VVC1 |  | S35:IPC1 |  | S35:VVC1 | Pump Controller 3 | 000486
SR_M_A36_C163_166_36-02[mid] ¦ SR_M_A36_C163_166_36-02[mid] | L | COM | Controls | SETPOINT (custom legacy) | SR_M | _A36_C163_166_ | 36-02 | mid | S36:IPC1 | SR_M | _A36_C163_166_ | 36-02 | mid | S36:VVC1 |  | S36:IPC1 |  | S36:VVC1 | Pump Controller 1 | 000487
SR_M_A36_C163_166_36-02[mid] ¦ SR_M_A36_C163_166_36-02[mid] | L | COM | Controls | SETPOINT (custom legacy) | SR_M | _A36_C163_166_ | 36-02 | mid | S36:IPC1 | SR_M | _A36_C163_166_ | 36-02 | mid | S36:VVC1 |  | S36:IPC1 |  | S36:VVC1 | Pump Controller 2 | 000488
SR_M_A36_C163_166_36-02[mid] ¦ SR_M_A36_C163_166_36-02[mid] | L | COM | Controls | SETPOINT (custom legacy) | SR_M | _A36_C163_166_ | 36-02 | mid | S36:IPC1 | SR_M | _A36_C163_166_ | 36-02 | mid | S36:VVC1 |  | S36:IPC1 |  | S36:VVC1 | Pump Controller 3 | 000489
SR_M_A37_C166_169_37-02[mid] ¦ SR_M_A37_C166_169_37-02[mid] | L | COM | Controls | SETPOINT (custom legacy) | SR_M | _A37_C166_169_ | 37-02 | mid | S37:IPC1 | SR_M | _A37_C166_169_ | 37-02 | mid | S37:VVC1 |  | S37:IPC1 |  | S37:VVC1 | Pump Controller 1 | 000490
SR_M_A37_C166_169_37-02[mid] ¦ SR_M_A37_C166_169_37-02[mid] | L | COM | Controls | SETPOINT (custom legacy) | SR_M | _A37_C166_169_ | 37-02 | mid | S37:IPC1 | SR_M | _A37_C166_169_ | 37-02 | mid | S37:VVC1 |  | S37:IPC1 |  | S37:VVC1 | Pump Controller 2 | 000491
SR_M_A37_C166_169_37-02[mid] ¦ SR_M_A37_C166_169_37-02[mid] | L | COM | Controls | SETPOINT (custom legacy) | SR_M | _A37_C166_169_ | 37-02 | mid | S37:IPC1 | SR_M | _A37_C166_169_ | 37-02 | mid | S37:VVC1 |  | S37:IPC1 |  | S37:VVC1 | Pump Controller 3 | 000492
SR_M_A38_C169_52_38-02[mid] ¦ SR_M_A38_C169_52_38-02[mid] | L | COM | Controls | SETPOINT (custom legacy) | SR_M | _A38_C169_52_ | 38-02 | mid | S38:IPC1 | SR_M | _A38_C169_52_ | 38-02 | mid | S38:VVC1 |  | S38:IPC1 |  | S38:VVC1 | Pump Controller 1 | 000493
SR_M_A38_C169_52_38-02[mid] ¦ SR_M_A38_C169_52_38-02[mid] | L | COM | Controls | SETPOINT (custom legacy) | SR_M | _A38_C169_52_ | 38-02 | mid | S38:IPC1 | SR_M | _A38_C169_52_ | 38-02 | mid | S38:VVC1 |  | S38:IPC1 |  | S38:VVC1 | Pump Controller 2 | 000494
SR_M_A38_C169_52_38-02[mid] ¦ SR_M_A38_C169_52_38-02[mid] | L | COM | Controls | SETPOINT (custom legacy) | SR_M | _A38_C169_52_ | 38-02 | mid | S38:IPC1 | SR_M | _A38_C169_52_ | 38-02 | mid | S38:VVC1 |  | S38:IPC1 |  | S38:VVC1 | Pump Controller 3 | 000495
SR_M_A40_C55_58_39-02[mid] ¦ SR_M_A40_C55_58_39-02[mid] | L | COM | Controls | SETPOINT (custom legacy) | SR_M | _A40_C55_58_ | 39-02 | mid | S39:IPC1 | SR_M | _A40_C55_58_ | 39-02 | mid | S39:VVC1 |  | S39:IPC1 |  | S39:VVC1 | Pump Controller 1 | 000496
SR_M_A40_C55_58_39-02[mid] ¦ SR_M_A40_C55_58_39-02[mid] | L | COM | Controls | SETPOINT (custom legacy) | SR_M | _A40_C55_58_ | 39-02 | mid | S39:IPC1 | SR_M | _A40_C55_58_ | 39-02 | mid | S39:VVC1 |  | S39:IPC1 |  | S39:VVC1 | Pump Controller 2 | 000497
SR_M_A40_C55_58_39-02[mid] ¦ SR_M_A40_C55_58_39-02[mid] | L | COM | Controls | SETPOINT (custom legacy) | SR_M | _A40_C55_58_ | 39-02 | mid | S39:IPC1 | SR_M | _A40_C55_58_ | 39-02 | mid | S39:VVC1 |  | S39:IPC1 |  | S39:VVC1 | Pump Controller 3 | 000498
SR_M_A40_C55_58_40-02[mid] ¦ SR_M_A40_C55_58_40-02[mid] | L | COM | Controls | SETPOINT (custom legacy) | SR_M | _A40_C55_58_ | 40-02 | mid | S40:IPC1 | SR_M | _A40_C55_58_ | 40-02 | mid | S40:VVC1 |  | S40:IPC1 |  | S40:VVC1 | Pump Controller 1 | 000499
SR_M_A40_C55_58_40-02[mid] ¦ SR_M_A40_C55_58_40-02[mid] | L | COM | Controls | SETPOINT (custom legacy) | SR_M | _A40_C55_58_ | 40-02 | mid | S40:IPC1 | SR_M | _A40_C55_58_ | 40-02 | mid | S40:VVC1 |  | S40:IPC1 |  | S40:VVC1 | Pump Controller 2 | 000500
SR_M_A40_C55_58_40-02[mid] ¦ SR_M_A40_C55_58_40-02[mid] | L | COM | Controls | SETPOINT (custom legacy) | SR_M | _A40_C55_58_ | 40-02 | mid | S40:IPC1 | SR_M | _A40_C55_58_ | 40-02 | mid | S40:VVC1 |  | S40:IPC1 |  | S40:VVC1 | Pump Controller 3 | 000501

## CableTypes
Controls | Cryogenics_and_BLS | Diagnostics | Information_Tech | Magnetic_Devices | MOM_Mechanical | MOM_Vacuum | Power_Supplies | Radio_Frequency | Safety_Interlocks
NOTE: ID cables are in red
| Note: CY shielded, YY unshielded |  |  | NOTE: SCU cables are in orange |  |  | NOTE: TBD (unspecified cable)
Cat 5 | Cat 5 | 1/4" Heliax (FSJ-150) | CAT 6 | GSM Limits and Interlock Cable | Cat 5 | Televac (gauge type 1) | #14/2c (corrector) | 1/4" Heliax (FSJ1RN-50) | #20/20c (PSS SS and ACIS Front End)
Cat 5e | IE-Cabel 2x2x0,75 (#18/4c) | 3/8" Heliax | CAT 6a | GSM Linear Encoder Cable | C256A (grey) | Televac (gauge type 2) | #18/2c (Klixon) | 3/8" Heliax (LDF2RN-50) | #20/10c (PS1, PS2, LPPS, and ACIS SS)
Cat 6 | A/CY-Bus (150 Ohm Twinax) | 1/2" Heliax | LMR-195 | GSM Motor Power Cable | Belden 8761 | YR48343 (pump) | DLO 535 (pair) | 1/2" Heliax (LDF4RN-50) | #18/2c (FEEPS, SRV, BIV, and FEV)
Cat 6a | CY 8 x AWG23 (#23/8c) | 3/4" Heliax | LMR-400 | PS Limits and Interlock Cable | Belden 9431 | YR52954 (SR valve) | DLO 444 (pair) | 1/2" Heliax (FSJ4RK-50) | #12/3c (rad monitor power in LFMC)
M 1 | CY 2 x AWG20 (#20/2c) | #22/2c (Belden 9322) | MM 1 | PS Motor Power Cable | Belden 2464 | SCPSC30SC-01 | DLO 4/0 (pair) | #20/24pair (Dekoron TE317450-1) | #18/25c (ACIS BSS)
M 2 | CY 4 x AWG20 (#20/4c) | #22/3c (Belden 9770) | MM 2 | Resolver Feedback Cable | Fiber | Turbo Controller | DLO #2 (pair) | 0.75mm/12c (BergerLahr F19) | #18/10c (ACIS rad monitor)
M 4 | YY 4 x AWG20 (#20/4c) | LMR-200 | MM 4 | ILPS Linear Feedback Cable | TS#310801-00301 (special cable) | Roughing Pump (by manufacturer) | THHN 4/0 (green) | #20/8c (Belden 9421) | #18/6c (ACIS door switches)
M 6 | YY 4 x AWG15 (#15/4c) | RG-58 | MM 6 | Revolver Limits and Interlock Cable |  |  | RG-217 (kicker) | RG-142 (Belden 83242) | #18/4c (BIV and FEV)
M 8 | YY 3 x AWG15 (#15/3c) | RG-217 | MM 8 | #14/4c (motor) |  |  | RG-58 (or similar) | Optical fiber (K-P3-SMA-nnFT-Crimp)
M 12 | YY 3 x AWG8 (#8/3c) | RG-223 (Belden 9273) | MM 12 | Alpha 2244C |  |  | TC Type K (extension cable) | #8/3c (Carol P-7K-123033)
M 24 | YY 4 x MCM300 (300kcmil/4c) | YR48343 (Cherenkov) | MM 24 | Gurley (encoder) |  |  | Cat 6 (blue) | #20/16pair (PMC Corp 603-622-3500 KX)
M 48 |  | SiO2 (coaxial) | MM 48 | TC Type K (temperature) |  |  | #18/8c | #24-7c O/A Foil (Belden 9537 )
S 1 |  | HLS (TBD) | SM 1 | DLO777.7 (main power) |  |  | Multi-conductor signal (TBD) | #18/12 shielded pair (Deoron TE 43578-3)
S 2 |  |  | SM 2 | DLO535.3 (main power) |  |  | Optical Fiber (TBD)
S 4 |  |  | SM 4 | 4 AWG (SC corrector power)
S 6 |  |  | SM 6 | 14 AWG (integral corrector power)
S 8 |  |  | SM 8 | Belden 1412R (temperature)
S 12 |  |  | SM 12 | Belden 9768 (voltage and heaters)
S 24 |  |  | SM 24 | Belden 9507 (compressors)
S 48 |  |  | SM 48 | Belden 9505 (valve and LHe level)
MPO 24 (M 24 MPO-to-MPO) |  |  | CAT 6a (red) | Belden 9941 (LHe pressure)
RG316 (w/LEMO L00) |  |  |  | Alpha 1296C (turbo)
SETPOINT (custom legacy) |  |  |  | Helukabel JZ-602-CY (turbo)
Alpha 2404C (vacuum)
Belden 9222 (vacuum)
Belden 8451 (vacuum)

## CableSpecs
Technical group cable types | purpose | manufacturer | part number | alt part number | diameter | weight | conductors | insulation | jacket color | voltage rating | fire load | heat limit | bend radius | rad tolerance | link (URL) | image (URL) | total length | reel length | reel quantity | lead time | ordered | received
| NOTE: This field |  |  |  | NOTE: English | NOTE: English | [6 empty] | NOTE: English |  |  |  | Running tally | Running tally | Running tally | Expected time | empty (NO) | empty (NO)
| may range from a |  |  |  | units will likely | units will likely | [6 empty] | units will likely |  |  |  | of estimated | of minimum | of how many | in days for the | value (YES) | value (YES)
| common name of |  |  |  | be defined. | be defined. | [6 empty] | be defined. |  |  |  | total length | length per | reels of this | procurement
| the cable to more | [15 empty] | required for | reel for this | cable type to | of this cable | value can be | value can be
| specific device or |  |  |  | units: in (max) | units: lbs/kft |  |  |  | units: Vrms |  | units: °C | units: in (min) | units: Grey |  |  | this cable type | cable type | be procured |  | yes, a date, | yes, a date,
| port references. | [19 empty] | or any value | or any value
Controls | purpose | manufacturer | part number | alt part number | diameter | weight | conductors | insulation | jacket color | voltage rating | fire load | heat limit | bend radius | rad tolerance | link (URL) | image (URL) | total length | reel length | reel quantity | lead time | ordered | received
Cat 5
Cat 5e
Cat 6
Cat 6a
M 1
M 2
M 4
M 6
M 8
M 12
M 24 |  | CommScope | R-024-DS-5K-FSUBR | 760152413 | 0.33 | 38 | 24 |  | brown |  |  |  | 4.9 |  | https://www.anixter.com/en_us/products/R-024-DS-5K-FSUBR/COMMSCOPE-ENTERPRISE-SOLUTIONS/Indoor-Fiber-Optic-Cable/p/371-COMOM4-TBD-24BR | https://images.eanixter.com/viewex/PR65573V2.JPG
M 48
S 1
S 2
S 4
S 6
S 8
S 12
S 24 |  | CommScope | P-024-DS-8W-FSUYL | 760018630 | 0.335 | 47.0378 | 24 |  | yellow |  |  |  | 5 |  | https://www.commscope.com/globalassets/digizuite/126637-p360-760018630-external.pdf | https://www.commscope.com/globalassets/digizuite/24767-co-p-dssu-2-1-18-jpg.jpg
S 48 |  | CommScope | R-048-DS-8W-FSUYL | 760004473 | 0.63 | 142.5 | 48 |  | yellow |  |  |  | 9.4 |  | https://www.commscope.com/catalog/cables/product_details.aspx?id=19772 | https://www.commscope.com/catalog/imagesCache/0000006/t006_r20699_v-1.jpg
MPO 24 (M 24 MPO-to-MPO)
RG316 (w/LEMO L00)
SETPOINT (custom legacy)
Cryogenics_and_BLS | purpose | manufacturer | part number | alt part number | diameter | weight | conductors | insulation | jacket color | voltage rating | fire load | heat limit | bend radius | rad tolerance | link (URL) | image (URL) | total length | reel length | reel quantity | lead time | ordered | received
Cat 5
IE-Cabel 2x2x0,75 (#18/4c)
A/CY-Bus (150 Ohm Twinax)
CY 8 x AWG23 (#23/8c)
CY 2 x AWG20 (#20/2c)
CY 4 x AWG20 (#20/4c)
YY 4 x AWG20 (#20/4c)
YY 4 x AWG15 (#15/4c)
YY 3 x AWG15 (#15/3c)
YY 3 x AWG8 (#8/3c)
YY 4 x MCM300 (300kcmil/4c)
Diagnostics | purpose | manufacturer | part number | alt part number | diameter | weight | conductors | insulation | jacket color | voltage rating | fire load | heat limit | bend radius | rad tolerance | link (URL) | image (URL) | total length | reel length | reel quantity | lead time | ordered | received
1/4" Heliax (FSJ-150)
3/8" Heliax
1/2" Heliax
3/4" Heliax
#22/2c (Belden 9322)
#22/3c (Belden 9770)
LMR-200
RG-58
RG-217
RG-223 (Belden 9273)
YR48343 (Cherenkov)
SiO2 (coaxial)
HLS (TBD)
Information_Tech | purpose | manufacturer | part number | alt part number | diameter | weight | conductors | insulation | jacket color | voltage rating | fire load | heat limit | bend radius | rad tolerance | link (URL) | image (URL) | total length | reel length | reel quantity | lead time | ordered | received
CAT 6
CAT 6a
LMR-195
LMR-400
MM 1
MM 2
MM 4
MM 6
MM 8
MM 12
MM 24 |  | CommScope | R-024-DS-5K-FSUBR | 760152413 | 0.33 | 38 | 24 |  | brown |  |  |  | 4.9 |  | https://www.anixter.com/en_us/products/R-024-DS-5K-FSUBR/COMMSCOPE-ENTERPRISE-SOLUTIONS/Indoor-Fiber-Optic-Cable/p/371-COMOM4-TBD-24BR | https://images.eanixter.com/viewex/PR65573V2.JPG
MM 48
SM 1
SM 2
SM 4
SM 6
SM 8
SM 12
SM 24 |  | CommScope | P-024-DS-8W-FSUYL | 760018630 | 0.335 | 47.0378 | 24 |  | yellow |  |  |  | 5 |  | https://www.commscope.com/globalassets/digizuite/126637-p360-760018630-external.pdf | https://www.commscope.com/globalassets/digizuite/24767-co-p-dssu-2-1-18-jpg.jpg
SM 48 |  | CommScope | R-048-DS-8W-FSUYL | 760004473 | 0.63 | 142.5 | 48 |  | yellow |  |  |  | 9.4 |  | https://www.commscope.com/catalog/cables/product_details.aspx?id=19772 | https://www.commscope.com/catalog/imagesCache/0000006/t006_r20699_v-1.jpg
CAT 6a (red) |  | Commscope | Systimax 2071E Red
Magnetic_Devices | purpose | manufacturer | part number | alt part number | diameter | weight | conductors | insulation | jacket color | voltage rating | fire load | heat limit | bend radius | rad tolerance | link (URL) | image (URL) | total length | reel length | reel quantity | lead time | ordered | received
GSM Limits and Interlock Cable
GSM Linear Encoder Cable
GSM Motor Power Cable
PS Limits and Interlock Cable
PS Motor Power Cable
Resolver Feedback Cable
ILPS Linear Feedback Cable
Revolver Limits and Interlock Cable
#14/4c (motor)
Alpha 2244C
Gurley (encoder)
TC Type K (temperature)
DLO777.7 (main power)
DLO535.3 (main power)
4 AWG (SC corrector power)
14 AWG (integral corrector power)
Belden 1412R (temperature)
Belden 9768 (voltage and heaters)
Belden 9507 (compressors)
Belden 9505 (valve and LHe level)
Belden 9941 (LHe pressure)
Alpha 1296C (turbo)
Helukabel JZ-602-CY (turbo)
Alpha 2404C (vacuum)
Belden 9222 (vacuum)
Belden 8451 (vacuum)
MOM_Mechanical | purpose | manufacturer | part number | alt part number | diameter | weight | conductors | insulation | jacket color | voltage rating | fire load | heat limit | bend radius | rad tolerance | link (URL) | image (URL) | total length | reel length | reel quantity | lead time | ordered | received
Cat 5
C256A (grey)
Belden 8761
Belden 9431
Belden 2464
Fiber
TS#310801-00301 (special cable)
MOM_Vacuum | purpose | manufacturer | part number | alt part number | diameter | weight | conductors | insulation | jacket color | voltage rating | fire load | heat limit | bend radius | rad tolerance | link (URL) | image (URL) | total length | reel length | reel quantity | lead time | ordered | received
Televac (gauge type 1)
Televac (gauge type 2)
YR48343 (pump)
YR52954 (SR valve)
SCPSC30SC-01
Turbo Controller
Roughing Pump (by manufacturer)
Power_Supplies | purpose | manufacturer | part number | alt part number | diameter | weight | conductors | insulation | jacket color | voltage rating | fire load | heat limit | bend radius | rad tolerance | link (URL) | image (URL) | total length | reel length | reel quantity | lead time | ordered | received
#14/2c (corrector)
#18/2c (Klixon)
DLO 535 (pair)
DLO 444 (pair)
DLO 4/0 (pair)
DLO #2 (pair)
THHN 4/0 (green)
RG-217 (kicker)
RG-58 (or similar)
TC Type K (extension cable)
Cat 6 (blue)
#18/8c
Multi-conductor signal (TBD)
Optical Fiber (TBD)
Radio_Frequency | purpose | manufacturer | part number | alt part number | diameter | weight | conductors | insulation | jacket color | voltage rating | fire load | heat limit | bend radius | rad tolerance | link (URL) | image (URL) | total length | reel length | reel quantity | lead time | ordered | received
1/4" Heliax (FSJ1RN-50)
3/8" Heliax (LDF2RN-50)
1/2" Heliax (LDF4RN-50)
1/2" Heliax (FSJ4RK-50)
#20/24pair (Dekoron TE317450-1)
0.75mm/12c (BergerLahr F19)
#20/8c (Belden 9421)
RG-142 (Belden 83242)
Optical fiber (K-P3-SMA-nnFT-Crimp)
#8/3c (Carol P-7K-123033)
#20/16pair (PMC Corp 603-622-3500 KX)
#24-7c O/A Foil (Belden 9537 )
#18/12 shielded pair (Deoron TE 43578-3)
Safety_Interlocks | purpose | manufacturer | part number | alt part number | diameter | weight | conductors | insulation | jacket color | voltage rating | fire load | heat limit | bend radius | rad tolerance | link (URL) | image (URL) | total length | reel length | reel quantity | lead time | ordered | received
#20/20c (PSS SS and ACIS Front End) |  |  | EPD-RWC-22367
#20/10c (PS1, PS2, LPPS, and ACIS SS) |  |  | 44A1101-20-A048-9
#18/2c (FEEPS, SRV, BIV, and FEV) |  |  | 44A1121-18-0/9-9-US
#12/3c (rad monitor power in LFMC)
#18/25c (ACIS BSS) |  | Alpha Wire | 5170/25C SL005 |  | 0.636 | 267.6 | 25 | PVC | beige/gray | 300 |  |  | 6.36 |  | http://www.alphawire.com/Home/Products/Cable/Xtra-Guard-Performance-Cable/Xtra-Guard-1/5170_25C | http://www.alphawire.com/~/media/Images/ProductPictures/WIREC_pg35_text.jpg?dmc=0&mw=296&w=296
#18/10c (ACIS rad monitor) |  | Alpha Wire | 25170 |  | 0.428 | 222 | 10 | PE | yellow | 300 |  |  | 4.28 |  | http://www.alphawire.com/Home/Products/Cable/Xtra-Guard-Performance-Cable/Xtra-Guard-2/25170 | http://www.alphawire.com/~/media/Xtra-Guard/XG%202/25154.jpg?dmc=0&mw=296&w=296
#18/6c (ACIS door switches) |  | Alpha Wire | 5166C |  | 0.335 | 80.36 | 6 | PVC | slate [gray] | 300 |  |  | 3.35 |  | http://www.alphawire.com/Home/Products/Cable/Xtra-Guard-Performance-Cable/Xtra-Guard-1/5166C | http://www.alphawire.com/~/media/Images/ProductPictures/WIREC_pg35_text.jpg?dmc=0&mw=296&w=296
#18/4c (BIV and FEV)

## SR_Mezzanine
Location | SR_M | _A01_C58_61_ | _A02_C61_64_ | _A03_C64_67_ | _A04_C67_70_ | _A05_C70_73_ | _A06_C73_76_ | _A07_C76_79_ | _A08_C79_82_ | _A09_C82_85_ | _A10_C85_88_ | _A11_C88_91_ | _A12_C91_94_ | _A13_C94_97_ | _A14_C97_100_ | _A15_C100_103_ | _A16_C103_106_ | _A17_C106_109_ | _A18_C109_112_ | _A19_C112_115_ | _A20_C115_118_ | _A21_C118_121_ | _A22_C121_124_ | _A23_C124_127_ | _A24_C127_130_ | _A25_C130_133_ | _A26_C133_136_ | _A27_C136_139_ | _A28_C139_142_ | _A29_C142_145_ | _A30_C145_148_ | _A31_C148_151_ | _A32_C151_154_ | _A33_C154_157_ | _A34_C157_160_ | _A35_C160_163_ | _A36_C163_166_ | _A37_C166_169_ | _A38_C169_52_ | _A39_C52_55_ | _A40_C55_58_
SR_M | _A01_C58_61_ | 01-01 | 01-02 | 02-BM-AR-RR01 | 03-02 | 04-BM-AR-RR01 | 05-02 | 06-BM-AR-RR01 | 07-02 | 08-BM-AR-RR01 | 09-02 | 10-BM-AR-RR02 | 11-00 | 12-BM-AR-RR01 | 13-02 | 14-BM-AR-RR01 | 15-02 | 16-BM-AR-RR01 | 17-02 | 18-BM-AR-RR01 | 19-02 | 20-BM-AR-RR01 | 21-00 | 22-BM-AR-RR01 | 23-02 | 24-BM-AR-RR01 | 25-02 | 26-BM-AR-RR01 | 27-02 | 28-BM-AR-RR01 (missing) | 29-02 | 30-BM-AR-RR01 | 31-00 | 32-BM-AR-RR01 | 33-02 | 34-BM-AR-RR01 | 35-BM-AR-RR01 | 36-ID-AR-RR00 | 37-ID-AR-RR00 | S38IK1 | 39-02
SR_R | _A02_C61_64_ | 40-ID-AR-RR00 | 01-03 | 02-BM-AR-RR02 | 03-03 | 04-BM-AR-RR02 | 05-03 | 06-BM-AR-RR02 | 07-03 | 08-BM-AR-RR02 | 09-03 | 10-BM-AR-RR03 | 11-02 | 12-BM-AR-RR02 | 13-03 | 14-BM-AR-RR02 | 15-03 | 16-BM-AR-RR02 | 17-03 | 18-BM-AR-RR02 | 19-03 | 20-BM-AR-RR02 | "5010" (no nameplate) | 22-BM-AR-RR02 | 23-03 | 24-BM-AR-RR02 | 25-03 | 26-BM-AR-RR02 | 27-03 | 28-BM-AR-RR02 (missing) | 29-03 | 30-BM-AR-RR02 | 31-02 | 32-BM-AR-RR02 | 33-03 | 34-BM-AR-RR02 | 35-BM-AR-RR02 | 37-00 | 38-00 | 38-ID-AR-RR00 | 39-03
SR_T | _A03_C64_67_ | PS-SR-S01-CAB1 | 01-04 | 02-BM-AR-RR03 | 03-04 | 04-BM-AR-RR03 | 05-04 | 06-BM-AR-RR03 | 07-04 | 08-BM-AR-RR03 | 09-04 | 10-BM-AR-RR04 | 11-03 | 12-BM-AR-RR03 | 13-04 | 14-BM-AR-RR03 | 15-04 | 16-BM-AR-RR03 | 17-04 | 18-BM-AR-RR03 | 19-04 | 20-BM-AR-RR03 | 21-02 | 22-BM-AR-RR03 | 23-04 | 24-BM-AR-RR03 | 25-04 | 26-BM-AR-RR03 | 27-04 | 28-BM-AR-RR03 (missing) | 29-04 | 30-BM-AR-RR03 | 31-03 | 32-BM-AR-RR03 | 33-04 | 34-BM-AR-RR03 | 35-BM-AR-RR03 | 37-01 | 38-01 | 39-01 | 39-04
SR_U | _A04_C67_70_ | PS-SR-S01-CAB1A | 01-BM-AR-RR01 | 02-BM-AR-RR04 | 03-BM-AR-RR01 | 04-BM-AR-RR04 | 05-BM-AR-RR01 | 06-BM-AR-RR04 | 07-BM-AR-RR01 | 08-BM-AR-RR04 | 09-BM-AR-RR01 | 10-ID-AR-RR00 | 11-04 | 12-BM-AR-RR04 | 13-BM-AR-RR01 | 14-BM-AR-RR04 | 15-BM-AR-RR01 | 16-BM-AR-RR04 | 17-BM-AR-RR01 | 18-BM-AR-RR04 | 19-BM-AR-RR01 | 20-BM-AR-RR04 | 21-03 | 22-BM-AR-RR04 | 23-BM-AR-RR01 | 24-BM-AR-RR04 | 25-BM-AR-RR01 (missing) | 26-BM-AR-RR04 | 27-BM-AR-RR01 (missing) | 28-BM-AR-RR04 (missing) | 29-BM-AR-RR01 (missing) | 30-BM-AR-RR04 | 31-04 | 32-BM-AR-RR04 | 33-BM-AR-RR01 | 34-BM-AR-RR04 | 35-BM-AR-RR04 (missing) | 37-02 | 38-02 | PS-SR-S39-CAB1 | 39-ID-AR-RR00
| _A05_C70_73_ | PS-SR-S01-CAB2 | 01-BM-AR-RR02 | 02-ID-AR-RR00 | 03-BM-AR-RR02 | 04-CPU-CAB1 | 05-BM-AR-RR02 | 06-ID-AR-RR00 | 07-BM-AR-RR02 | 08-ID-AR-RR00 | 09-BM-AR-RR02 | 10-ID-AR-RR03 | 11-BM-AR-RR01 | 12-ID-AR-RR00 | 13-BM-AR-RR02 | 14-ID-AR-RR00 | 15-BM-AR-RR02 | 16-ID-AR-RR00 | 17-BM-AR-RR02 | 18-ID-AR-RR00 | 19-BM-AR-RR02 | 20-ID-AR-RR00 | 21-04 | 22-ID-AR-RR00 | 23-BM-AR-RR02 | 24-ID-AR-RR00 | 25-BM-AR-RR02 (missing) | 26-ID-AR-RR00 | 27-BM-AR-RR02 (missing) | 28-ID-AR-RR00 | 29-BM-AR-RR02 (missing) | 30-ID-AR-RR00 | 31-05 | 32-ID-AR-RR00 | 33-BM-AR-RR02 | 34-ID-AR-RR00 | 35-BM-AR-RR05 | 37-03 | 38-03 | PS-SR-S39-CAB1A | 40-00
| _A06_C73_76_ | PS-SR-S01-CAB2A | 01-BM-AR-RR03 | 02-ID-AR-RR03 | 03-BM-AR-RR03 | 04-CPU-CAB2 | 05-BM-AR-RR03 | 06-ID-AR-RR03 | 07-BM-AR-RR03 | 08-ID-AR-RR03 | 09-BM-AR-RR03 | 10-ID-AR-RR04 | 11-BM-AR-RR02 | 12-ID-AR-RR03 | 13-BM-AR-RR03 | 14-ID-AR-RR03 | 15-BM-AR-RR03 | 16-ID-AR-RR03 | 17-BM-AR-RR03 | 18-ID-AR-RR03 | 19-BM-AR-RR03 | 20-ID-AR-RR03 | 21-BM-AR-RR01 | 22-ID-AR-RR03 | 23-BM-AR-RR03 | 24-ID-AR-RR03 | 25-BM-AR-RR03 (missing) | 26-ID-AR-RR03 | 27-BM-AR-RR03 (missing) | 28-ID-AR-RR03 | 29-BM-AR-RR03 (missing) | 30-ID-AR-RR03 | 31-BM-AR-RR01 | 32-ID-AR-RR03 | 33-BM-AR-RR03 | 34-ID-AR-RR03 | 35-BM-AR-RR06 | 37-04 | 38-04 | PS-SR-S39-CAB2 | 40-01
| _A07_C76_79_ | PS-SR-S01-CAB3 | 01-BM-AR-RR04 | 02-ID-AR-RR04 | 03-BM-AR-RR04 | 04-CPU-CAB2A | 05-BM-AR-RR04 | 06-ID-AR-RR04 | 07-BM-AR-RR04 | 08-ID-AR-RR04 | 09-BM-AR-RR04 | 10-ID-AR-RR05 | 11-BM-AR-RR03 | 12-ID-AR-RR04 | 13-BM-AR-RR04 | 14-ID-AR-RR04 | 15-BM-AR-RR04 | 16-ID-AR-RR04 | 17-BM-AR-RR04 | 18-ID-AR-RR04 | 19-BM-AR-RR04 | 20-ID-AR-RR04 | 21-BM-AR-RR02 | 22-ID-AR-RR04 | 23-BM-AR-RR04 | 24-ID-AR-RR04 | 25-BM-AR-RR04 (missing) | 26-ID-AR-RR04 | 27-BM-AR-RR04 (missing) | 28-ID-AR-RR04 | 29-BM-AR-RR04 (missing) | 30-ID-AR-RR04 | 31-BM-AR-RR02 | 32-ID-AR-RR04 | 33-BM-AR-RR04 | 34-ID-AR-RR04 | 35-BM-AR-RR10 | 37-05 | PS-SR-S38-CAB1 | PS-SR-S39-CAB2A | 40-02
| _A08_C79_82_ | PS-SR-S01-CAB3A | 01-ID-AR-RR00 | 02-ID-AR-RR05 | 03-ID-AR-RR00 | 04-CPU-CAB3 | 05-ID-AR-RR00 | 06-ID-AR-RR05 | 07-ID-AR-RR00 | 08-ID-AR-RR05 | 09-ID-AR-RR00 | 10-ID-AR-RR06 | 11-BM-AR-RR04 | 12-ID-AR-RR05 | 13-ID-AR-RR00 | 14-ID-AR-RR05 | 15-ID-AR-RR00 | 16-ID-AR-RR05 | 17-ID-AR-RR00 | 18-ID-AR-RR05 | 19-ID-AR-RR00 | 20-ID-AR-RR05 | 21-BM-AR-RR03 | 22-ID-AR-RR05 | 23-ID-AR-RR00 | 24-ID-AR-RR05 | 25-ID-AR-RR00 | 26-ID-AR-RR05 | 27-ID-AR-RR00 | 28-ID-AR-RR05 | 29-ID-AR-RR00 | 30-ID-AR-RR05 | 31-BM-AR-RR03 | 32-ID-AR-RR05 | 33-ID-AR-RR00 | 34-ID-AR-RR05 | 35-BM-AR-RR11 | PS-SR-S37-CAB1 | PS-SR-S38-CAB1A | PS-SR-S39-CAB3 | 40-03
| _A09_C82_85_ | PS-SR-S01-CAB4 | 01-ID-AR-RR01 | 02-ID-AR-RR06 | 03-ID-AR-RR03 | 04-CPU-CAB3A | 05-ID-AR-RR03 | 06-ID-AR-RR06 | 07-ID-AR-RR03 | 08-ID-AR-RR06 | 09-ID-AR-RR03 | 11-01 | 11-ID-AR-RR00 | 12-ID-AR-RR06 | 13-ID-AR-RR03 | 14-ID-AR-RR06 | 15-ID-AR-RR03 | 16-ID-AR-RR06 | 17-ID-AR-RR03 | 18-ID-AR-RR06 | 19-ID-AR-RR03 | 20-ID-AR-RR06 | 21-BM-AR-RR04 | 22-ID-AR-RR06 | 23-ID-AR-RR03 | 24-ID-AR-RR06 | 25-ID-AR-RR03 | 26-ID-AR-RR06 | 27-ID-AR-RR03 | 28-ID-AR-RR06 | 29-ID-AR-RR03 | 30-ID-AR-RR06 | 31-BM-AR-RR04 | 32-ID-AR-RR06 | 33-ID-AR-RR03 | 34-ID-AR-RR06 | 35-ID-AR-RR00 | PS-SR-S37-CAB1A | PS-SR-S38-CAB2 | PS-SR-S39-CAB3A | 40-04
| _A10_C85_88_ | PS-SR-S01-CAB4A | 01-ID-AR-RR02 | 03-01 | 03-ID-AR-RR04 | 04-ID-AR-RR00 | 05-ID-AR-RR04 | 07-01 | 07-ID-AR-RR04 | 09-01 | 09-ID-AR-RR04 | 11-ID-AR-RR01 | 11-ID-AR-RR03 | 13-01 | 13-ID-AR-RR04 | 15-01 | 15-ID-AR-RR04 | 17-01 | 17-ID-AR-RR04 | 19-01 | 19-ID-AR-RR04 | 21-01 | 21-ID-AR-RR00 | 23-01 | 23-ID-AR-RR04 | 25-01 | 25-ID-AR-RR04 | 27-01 | 27-ID-AR-RR04 | 29-01 | 29-ID-AR-RR04 | 31-01 | 31-ID-AR-RR00 | 33-01 | 33-ID-AR-RR04 | 35-01 | 35-ID-AR-RR03 | PS-SR-S37-CAB2 | PS-SR-S38-CAB2A | PS-SR-S39-CAB4 | PS-SR-S40-CAB1
| _A11_C88_91_ | PS-SR-S01-CAB5 | 01-ID-AR-RR03 | 03-ID-AR-RR01 | 03-ID-AR-RR05 | 04-ID-AR-RR03 | 05-ID-AR-RR05 | 07-ID-AR-RR01 | 07-ID-AR-RR05 | 09-ID-AR-RR01 | 09-ID-AR-RR05 | 11-ID-AR-RR02 | 11-ID-AR-RR04 | 13-ID-A (FOE) | 13-ID-AR-RR05 | 15-ID-AR-RR01 | 15-ID-AR-RR05 | 17-ID-AR-RR01 | 17-ID-AR-RR05 | 19-ID-AR-RR01 | 19-ID-AR-RR05 | 21-ID-AR-RR01 | 21-ID-AR-RR03 | 23-ID-AR-RR01 | 23-ID-AR-RR05 | 25-ID-AR-RR01 | 25-ID-AR-RR05 | 27-ID-AR-RR01 | 27-ID-AR-RR05 | 29-ID-AR-RR01 | 29-ID-AR-RR05 | 31-ID-AR-RR01 | 31-ID-AR-RR03 | 33-ID-AR-RR01 | 33-ID-AR-RR05 | 35-02 | 35-ID-AR-RR03-A | PS-SR-S37-CAB2A | PS-SR-S38-CAB3 | PS-SR-S39-CAB4A | PS-SR-S40-CAB1A
| _A12_C91_94_ | PS-SR-S01-CAB5A | 01-ID-AR-RR04 | 03-ID-AR-RR02 | 03-ID-AR-RR06 | 04-ID-AR-RR04 | 05-ID-AR-RR06 | 07-ID-AR-RR02 | 07-ID-AR-RR06 | 09-ID-AR-RR02 | 09-ID-AR-RR06 | ACIS Door B | 11-ID-AR-RR05 | 13-ID-AR-RR01 | 13-ID-AR-RR06 | 15-ID-AR-RR02 | 15-ID-AR-RR06 | 17-ID-AR-RR02 | 17-ID-AR-RR06 | 19-ID-AR-RR02 | 19-ID-AR-RR06 | 21-ID-AR-RR02 | 21-ID-AR-RR04 | 23-ID-AR-RR02 | 23-ID-AR-RR06 | 25-ID-AR-RR02 | 25-ID-AR-RR06 | 27-ID-AR-RR02 | 27-ID-AR-RR06 | 29-ID-AR-RR02 | 29-ID-AR-RR06 | 31-ID-AR-RR02 | 31-ID-AR-RR04 | 33-ID-AR-RR02 | 33-ID-AR-RR06 | 35-03 | 35-ID-AR-RR04 | PS-SR-S37-CAB3 | PS-SR-S38-CAB3A | PS-SR-S39-CAB5 | PS-SR-S40-CAB2
| _A13_C94_97_ | PS-SR-T1-40&1 | 01-ID-AR-RR05 | 03-SRTUNE | 04-01 | 04-ID-AR-RR05 | 06-01 | PS-SR-S07-CAB1 | 08-01 | PS-SR-S09-CAB1 | 10-01 | PS-SR-S11-CAB1 | 11-ID-AR-RR06 | 13-ID-AR-RR02 | 14-01 | PS-SR-S15-CAB1 | 16-01 | PS-SR-S17-CAB1 | 18-01 | PS-SR-S19-CAB1 | 20-01 | PS-SR-S21-CAB1 | 21-ID-AR-RR05 | PS-SR-S23-CAB1 | 24-01 | ACIS Door D | 26-01 | PS-SR-S27-CAB1 | 28-01 | PS-SR-S29-CAB1 | 30-01 | ACIS Door E | 31-ID-AR-RR05 | PS-SR-S33-CAB1 | 34-01 | 35-04 | 35-ID-AR-RR05 | PS-SR-S37-CAB3A | PS-SR-S38-CAB4 | PS-SR-S39-CAB5A | PS-SR-S40-CAB2A
| _A14_C97_100_ | PS-SR-T2-40&1 | 01-ID-AR-RR06 | ACIS Door-A | 04-02 | 04-ID-AR-RR06 | 06-02 | PS-SR-S07-CAB1A | 08-02 | PS-SR-S09-CAB1A | 10-02 | PS-SR-S11-CAB1A | 11-ID-SR-EMW-RR01 | PS-SR-S13-CAB1 | 14-02 | PS-SR-S15-CAB1A | 16-02 | PS-SR-S17-CAB1A | 18-02 | PS-SR-S19-CAB1A | 20-02 | PS-SR-S21-CAB1A | 21-ID-AR-RR06 | PS-SR-S23-CAB1A | 24-02 | PS-SR-S25-CAB1 | 26-02 | PS-SR-S27-CAB1A | 28-02 | PS-SR-S29-CAB1A | 30-02 | PS-SR-S31-CAB1 | 31-ID-AR-RR06 | PS-SR-S33-CAB1A | 34-02 | 35-ID-AR-RR01 | 35-ID-AR-RR06 | PS-SR-S37-CAB4 | PS-SR-S38-CAB4A | PS-SR-T1-38&39 | PS-SR-S40-CAB3
| _A15_C100_103_ | PS-SR-T4-40&1 | 02-00 | DG-RR-03-05 | 04-03 | 05-01 | 06-03 | PS-SR-S07-CAB2 | 08-03 | PS-SR-S09-CAB2 | 10-03 | PS-SR-S11-CAB2 | 11-ID-SR-EMW-RR02 | PS-SR-S13-CAB1A | 14-03 | PS-SR-S15-CAB2 | 16-03 | PS-SR-S17-CAB2 | 18-03 | PS-SR-S19-CAB2 | 20-03 | PS-SR-S21-CAB2 | 22-01 | PS-SR-S23-CAB2 | 24-03 | PS-SR-S25-CAB1A | 26-03 | PS-SR-S27-CAB2 | 28-03 | PS-SR-S29-CAB2 | 30-03 | PS-SR-S31-CAB1A | 32-01 | PS-SR-S33-CAB2 | 34-03 | 35-ID-AR-RR02 | 35-ID-AR-RR07 | PS-SR-S37-CAB4A | PS-SR-S38-CAB5 | PS-SR-T2-38&39 | PS-SR-S40-CAB3A
| _A16_C103_106_ | RF1 RACK 11 | 02-01 | PS-SR-S03-CAB1 | 04-04 | 05-ID-A (FOE) | 06-04 | PS-SR-S07-CAB2A | 08-04 | PS-SR-S09-CAB2A | 10-04 | PS-SR-S11-CAB2A | 11-ID-SR-EMW-RR03 | PS-SR-S13-CAB2 | 14-04 | PS-SR-S15-CAB2A | 16-04 | PS-SR-S17-CAB2A | 18-04 | PS-SR-S19-CAB2A | 20-04 | PS-SR-S21-CAB2A | 22-02 | PS-SR-S23-CAB2A | 24-04 | PS-SR-S25-CAB2 | 26-04 | PS-SR-S27-CAB2A | 28-04 | PS-SR-S29-CAB2A | 30-04 | PS-SR-S31-CAB2 | 32-02 | PS-SR-S33-CAB2A | 34-04 | PS-SR-S35-CAB1 | 35-ID-AR-RR08 | PS-SR-S37-CAB5 | PS-SR-S38-CAB5A | RF4 Rack 11 | PS-SR-S40-CAB4
| _A17_C106_109_ | RF1 RACK 12 | 02-02 | PS-SR-S03-CAB1A | 04-05 | 05-ID-AR-RR01 | 06-ID-AR-RR01 | PS-SR-S07-CAB3 | 08-ID-AR-RR01 | PS-SR-S09-CAB3 | 10-BM-AR-RR01 | PS-SR-S11-CAB3 | 12-01 | PS-SR-S13-CAB2A | 14-ID-AR-RR01 | PS-SR-S15-CAB3 | 16-ID-A (FOE) | PS-SR-S17-CAB3 | 18-ID-AR-RR01 | PS-SR-S19-CAB3 | 20-ID-AR-RR01 | PS-SR-S21-CAB3 | 22-03 | PS-SR-S23-CAB3 | 24-ID-AR-RR01 | PS-SR-S25-CAB2A | 26-ID-AR-RR01 | PS-SR-S27-CAB3 | 28-ID-AR-RR01 | PS-SR-S29-CAB3 | 30-ID-AR-RR01 | PS-SR-S31-CAB2A | 32-03 | PS-SR-S33-CAB3 | 34-ID-AR-RR01 | PS-SR-S35-CAB1A | 35-ID-AR-RR09 | PS-SR-S37-CAB5A | PS-SR-T3-38&39 | RF4 Rack 12 | PS-SR-S40-CAB4A
| _A18_C109_112_ | S40-RF-VAC-TABLE | 02-03 | PS-SR-S03-CAB2 | 04-06 | 05-ID-AR-RR02 | 06-ID-AR-RR02 | PS-SR-S07-CAB3A | 08-ID-AR-RR02 | PS-SR-S09-CAB3A | 10-ID-AR-RR01 | PS-SR-S11-CAB3A | 12-02 | PS-SR-S13-CAB3 | 14-ID-AR-RR02 | PS-SR-S15-CAB3A | 16-ID-AR-RR01 | PS-SR-S17-CAB3A | 18-ID-AR-RR02 | PS-SR-S19-CAB3A | 20-ID-AR-RR02 | PS-SR-S21-CAB3A | 22-04 | PS-SR-S23-CAB3A | 24-ID-AR-RR02 | PS-SR-S25-CAB3 | 26-ID-AR-RR02 | PS-SR-S27-CAB3A | 28-ID-AR-RR02 | PS-SR-S29-CAB3A | 30-ID-AR-RR02 | PS-SR-S31-CAB3 | 32-04 | PS-SR-S33-CAB3A | 34-ID-AR-RR02 | PS-SR-S35-CAB2 | 36-00 | PS-SR-T1-36&37 | PS-SR-T4-38&39 | S38-ACIS-Enclosure | PS-SR-S40-CAB5
| _A19_C112_115_ | S40-ACIS-Enclosure | 02-04 | PS-SR-S03-CAB2A | 04-ID-AR-RR01 | PS-SR-S05-CAB1 | DG-RR-06-05 | PS-SR-S07-CAB4 | PS-SR-S08-CAB1 | PS-SR-S09-CAB4 | 10-ID-AR-RR02 | PS-SR-S11-CAB4 | 12-03 | PS-SR-S13-CAB3A | PS-SR-S14-CAB1 | PS-SR-S15-CAB4 | 16-ID-AR-RR02 | PS-SR-S17-CAB4 | ACIS Door C | PS-SR-S19-CAB4 | PS-SR-S20-CAB1 | PS-SR-S21-CAB4 | 22-ID-AR-RR01 | PS-SR-S23-CAB4 | PS-SR-S24-CAB1 | PS-SR-S25-CAB3A | PS-SR-S26-CAB1 | PS-SR-S27-CAB4 | PS-SR-S28-CAB1 | PS-SR-S29-CAB4 | PS-SR-S30-CAB1 | PS-SR-S31-CAB3A | 32-ID-AR-RR01 | PS-SR-S33-CAB4 | PS-SR-S34-CAB1 | PS-SR-S35-CAB2A | 36-01 | PS-SR-T2-36&37 | RF3 Rack 11 | SR-RR 38&39 | PS-SR-S40-CAB5A
| _A20_C115_118_ | SR-RR 40&01 | 02-ID-AR-RR01 | PS-SR-S03-CAB3 | 04-ID-AR-RR02 | PS-SR-S05-CAB1A | DG-RR-06-06 | PS-SR-S07-CAB4A | PS-SR-S08-CAB1A | PS-SR-S09-CAB4A | PS-SR-S10-CAB1 | PS-SR-S11-CAB4A | 12-04 | PS-SR-S13-CAB4 | PS-SR-S14-CAB1A | PS-SR-S15-CAB4A | PS-SR-S16-CAB1 | PS-SR-S17-CAB4A | PS-SR-S18-CAB1 | PS-SR-S19-CAB4A | PS-SR-S20-CAB1A | PS-SR-S21-CAB4A | 22-ID-AR-RR02 | PS-SR-S23-CAB4A | PS-SR-S24-CAB1A | PS-SR-S25-CAB4 | PS-SR-S26-CAB1A | PS-SR-S27-CAB4A | PS-SR-S28-CAB1A | PS-SR-S29-CAB4A | PS-SR-S30-CAB1A | PS-SR-S31-CAB4 | 32-ID-AR-RR02 | PS-SR-S33-CAB4A | PS-SR-S34-CAB1A | PS-SR-S35-CAB3 | 36-02 | RF2 Rack 11 | RF3 Rack 12 |  | PS-SR-T3-40&01
| _A21_C118_121_ |  | 02-ID-AR-RR02 | PS-SR-S03-CAB3A | PS-SR-S04-CAB1 | PS-SR-S05-CAB2 | GSA RACK 2 | PS-SR-S07-CAB5 | PS-SR-S08-CAB2 | PS-SR-S09-CAB5 | PS-SR-S10-CAB1A | PS-SR-S11-CAB5 | 12-ID-AR-RR01 | PS-SR-S13-CAB4A | PS-SR-S14-CAB2 | PS-SR-S15-CAB5 | PS-SR-S16-CAB1A | PS-SR-S17-CAB5 | PS-SR-S18-CAB1A | PS-SR-S19-CAB5 | PS-SR-S20-CAB2 | PS-SR-S21-CAB5 | PS-SR-S22-CAB1 | PS-SR-S23-CAB5 | PS-SR-S24-CAB2 | PS-SR-S25-CAB4A | PS-SR-S26-CAB2 | PS-SR-S27-CAB5 | PS-SR-S28-CAB2 | PS-SR-S29-CAB5 | PS-SR-S30-CAB2 | PS-SR-S31-CAB4A | PS-SR-S32-CAB1 | PS-SR-S33-CAB5 | PS-SR-S34-CAB2 | PS-SR-S35-CAB3A | 36-03 | RF2 Rack 12 | S37-RF-VAC-TABLE |  | RR-SR-INJ1
| _A22_C121_124_ |  | DG-RR-02-05 | PS-SR-S03-CAB4 | PS-SR-S04-CAB1A | PS-SR-S05-CAB2A | PS-SR-S06-CAB1 | PS-SR-S07-CAB5A | PS-SR-S08-CAB2A | PS-SR-S09-CAB5A | PS-SR-S10-CAB2 | PS-SR-S11-CAB5A | 12-ID-AR-RR02 | PS-SR-S13-CAB5 | PS-SR-S14-CAB2A | PS-SR-S15-CAB5A | PS-SR-S16-CAB2 | PS-SR-S17-CAB5A | PS-SR-S18-CAB2 | PS-SR-S19-CAB5A | PS-SR-S20-CAB2A | PS-SR-S21-CAB5A | PS-SR-S22-CAB1A | PS-SR-S23-CAB5A | PS-SR-S24-CAB2A | PS-SR-S25-CAB5 | PS-SR-S26-CAB2A | PS-SR-S27-CAB5A | PS-SR-S28-CAB2A | PS-SR-S29-CAB5A | PS-SR-S30-CAB2A | PS-SR-S31-CAB5 | PS-SR-S32-CAB1A | PS-SR-S33-CAB5A | PS-SR-S34-CAB2A | PS-SR-S35-CAB4 | 36-04 | S36-ACIS-Enclosure | S37-ACIS-Enclosure |  | S39-IK2
| _A23_C124_127_ |  | DG-RR-02-06 | PS-SR-S03-CAB4A | PS-SR-S04-CAB2 | PS-SR-S05-CAB3 | PS-SR-S06-CAB1A | PS-SR-T1-6&7 | PS-SR-S08-CAB3 | PS-SR-T1-8&9 | PS-SR-S10-CAB2A | PS-SR-T1-10&11 | PS-SR-S12-CAB1 | PS-SR-S13-CAB5A | PS-SR-S14-CAB3 | PS-SR-T1-14&15 | PS-SR-S16-CAB2A | PS-SR-T1-16&17 | PS-SR-S18-CAB2A | PS-SR-T1-18&19 | PS-SR-S20-CAB3 | PS-SR-T1-20&21 | PS-SR-S22-CAB2 | PS-SR-T1-22&23 | PS-SR-S24-CAB3 | PS-SR-S25-CAB5A | PS-SR-S26-CAB3 | PS-SR-T1-26&27 | PS-SR-S28-CAB3 | PS-SR-T1-28&29 | PS-SR-S30-CAB3 | PS-SR-S31-CAB5A | PS-SR-S32-CAB2 | PS-SR-T1-32&33 | PS-SR-S34-CAB3 | PS-SR-S35-CAB4A | DGRR 35-05 | S36-PING | S38-RF-VAC-TABLE |  | S39-IK3
| _A24_C127_130_ |  | PS-SR-S02-CAB1 | PS-SR-S03-CAB5 | PS-SR-S04-CAB2A | PS-SR-S05-CAB3A | PS-SR-S06-CAB2 | PS-SR-T2-6&7 | PS-SR-S08-CAB3A | PS-SR-T2-8&9 | PS-SR-S10-CAB3 | PS-SR-T2-10&11 | PS-SR-S12-CAB1A | PS-SR-T1-12&13 | PS-SR-S14-CAB3A | PS-SR-T2-14&15 | PS-SR-S16-CAB3 | PS-SR-T2-16&17 | PS-SR-S18-CAB3 | PS-SR-T2-18&19 | PS-SR-S20-CAB3A | PS-SR-T2-20&21 | PS-SR-S22-CAB2A | PS-SR-T2-22&23 | PS-SR-S24-CAB3A | PS-SR-T1-24&25 | PS-SR-S26-CAB3A | PS-SR-T2-26&27 | PS-SR-S28-CAB3A | PS-SR-T2-28&29 | PS-SR-S30-CAB3A | PS-SR-T1-30&31 | PS-SR-S32-CAB2A | PS-SR-T2-32&33 | PS-SR-S34-CAB3A | PS-SR-S35-CAB5 | DGRR 35-06 | S36-RF-VAC-TABLE | S37-38-AF-Cabinet |  | S39IS1
| _A25_C130_133_ |  | PS-SR-S02-CAB1A | PS-SR-S03-CAB5A | PS-SR-S04-CAB3 | PS-SR-S05-CAB4 | PS-SR-S06-CAB2A | PS-SR-T3-6&7 | PS-SR-S08-CAB4 | PS-SR-T3-8&9 | PS-SR-S10-CAB3A | PS-SR-T3-10&11 | PS-SR-S12-CAB2 | PS-SR-T2-12&13 | PS-SR-S14-CAB4 | PS-SR-T3-14&15 | PS-SR-S16-CAB3A | PS-SR-T3-16&17 | PS-SR-S18-CAB3A | PS-SR-T3-18&19 | PS-SR-S20-CAB4 | PS-SR-T3-20&21 | PS-SR-S22-CAB3 | PS-SR-T3-22&23 | PS-SR-S24-CAB4 | PS-SR-T2-24&25 | PS-SR-S26-CAB4 | PS-SR-T3-26&27 | PS-SR-S28-CAB4 | PS-SR-T3-28&29 | PS-SR-S30-CAB4 | PS-SR-T2-30&31 | PS-SR-S32-CAB3 | PS-SR-T3-32&33 | PS-SR-S34-CAB4 | PS-SR-S35-CAB5A | IOCS XDRU:5 | SR-RR 36&37 | RF4 Rack 11 |  | S39IS2
| _A26_C133_136_ |  | PS-SR-S02-CAB2 | PS-SR-T1-2&3 | PS-SR-S04-CAB3A | PS-SR-S05-CAB4A | PS-SR-S06-CAB3 | PS-SR-T4-6&7 | PS-SR-S08-CAB4A | PS-SR-T4-8&9 | PS-SR-S10-CAB4 | PS-SR-T4-10&11 | PS-SR-S12-CAB2A | PS-SR-T3-12&13 | PS-SR-S14-CAB4A | PS-SR-T4-14&15 | PS-SR-S16-CAB4 | PS-SR-T4-16&17 | PS-SR-S18-CAB4 | PS-SR-T4-18&19 | PS-SR-S20-CAB4A | PS-SR-T4-20&21 | PS-SR-S22-CAB3A | PS-SR-T4-22&23 | PS-SR-S24-CAB4A | PS-SR-T3-24&25 | PS-SR-S26-CAB4A | PS-SR-T4-26&27 | PS-SR-S28-CAB4A | PS-SR-T4-28&29 | PS-SR-S30-CAB4A | PS-SR-T3-30&31 | PS-SR-S32-CAB3A | PS-SR-T4-32&33 | PS-SR-S34-CAB4A | PS-SR-T1-34&35 | PS-SR-S36-CAB1 | SR-RR-INJ2 | RF4 Rack 12 |  | S39-ACIS-Enclosure
| _A27_C136_139_ |  | PS-SR-S02-CAB2A | PS-SR-T2-2&3 | PS-SR-S04-CAB4 | PS-SR-S05-CAB5 | PS-SR-S06-CAB3A | S06-SCU-ID | PS-SR-S08-CAB5 | S08-ACIS-Enclosure | PS-SR-S10-CAB4A | S10-ACIS-Enclosure | PS-SR-S12-CAB3 | PS-SR-T4-12&13 | PS-SR-S14-CAB5 | S14-ACIS-Enclosure | PS-SR-S16-CAB4A | S16-ACIS-Enclosure | PS-SR-S18-CAB4A | S18-ACIS-Enclosure | PS-SR-S20-CAB5 | S20-ACIS-Enclosure | PS-SR-S22-CAB4 | S22-ACIS-Enclosure | PS-SR-S24-CAB5 | PS-SR-T4-24&25 | PS-SR-S26-CAB5 | S26-ACIS-Enclosure | PS-SR-S28-CAB5 | S28-ACIS-Enclosure | PS-SR-S30-CAB5 | PS-SR-T4-30&31 | PS-SR-S32-CAB4 | S32-ACIS-Enclosure | PS-SR-S34-CAB5 | PS-SR-T2-34&35 | PS-SR-S36-CAB1A | S37_Cavity1 | S38_Cavity1 |  | S40IK4
| _A28_C139_142_ |  | PS-SR-S02-CAB3 | PS-SR-T3-2&3 | PS-SR-S04-CAB4A | PS-SR-S05-CAB5A | PS-SR-S06-CAB4 | S06-ACIS-Enclosure | PS-SR-S08-CAB5A | SR-RR 08&09 | PS-SR-S10-CAB5 | SR-RR 10&11 | PS-SR-S12-CAB3A | S12-ACIS-Enclosure | PS-SR-S14-CAB5A | SR-RR 14&15 | PS-SR-S16-CAB5 | SR-RR 16&17 | PS-SR-S18-CAB5 | SR-RR 18&19 | PS-SR-S20-CAB5A | SR-RR 20&21 | PS-SR-S22-CAB4A | SR-RR 22&23 | PS-SR-S24-CAB5A | S24-ACIS-Enclosure | PS-SR-S26-CAB5A | SR-RR 26&27 | PS-SR-S28-CAB5A | SR-RR 28&29 | PS-SR-S30-CAB5A | S30-ACIS-Enclosure | PS-SR-S32-CAB4A | SR-RR 32&33 | PS-SR-S34-CAB5A | PS-SR-T3-34&35 | PS-SR-S36-CAB2 | S37_Cavity2 | S38_Cavity2 |  | S39-40-AF-Cabinet
| _A29_C142_145_ |  | PS-SR-S02-CAB3A | PS-SR-T4-2&3 | PS-SR-S04-CAB5 | PS-SR-T1-4&5 | PS-SR-S06-CAB4A | SR-RR 06&07 | S07-ACIS-Enclosure |  | PS-SR-S10-CAB5A |  | PS-SR-S12-CAB4 | SR-RR 12&13 | S13-ACIS-Enclosure |  | PS-SR-S16-CAB5A |  | PS-SR-S18-CAB5A |  | S19-ACIS-Enclosure |  | PS-SR-S22-CAB5 |  | S23-ACIS-Enclosure | SR-RR 24&25 | S25-ACIS-Enclosure |  | S27-ACIS-Enclosure |  | S29-IEX-ID | SR-RR 30&31 | PS-SR-S32-CAB5 |  | S33-ACIS-Enclosure | PS-SR-T4-34&35 | PS-SR-S36-CAB2A | S37_Cavity3 | S38_Cavity3 |  | RF1 Rack 11
| _A30_C145_148_ |  | PS-SR-S02-CAB4 | S02-ACIS-Enclosure | PS-SR-S04-CAB5A | PS-SR-T2-4&5 | PS-SR-S06-CAB5 |  | S07-09-AF-Cabinet |  | S09-ACIS-Enclosure |  | PS-SR-S12-CAB4A |  | S13-14-AF-Cabinet |  | S15-ACIS-Enclosure |  | S17-ACIS-Enclosure |  | S19-20-AF-Cabinet |  | PS-SR-S22-CAB5A |  | S23-24-AF-Cabinet |  | S25-26-AF-Cabinet |  | S27-28-AF-Cabinet |  | S29-ACIS-Enclosure |  | PS-SR-S32-CAB5A |  | S33-34-AF-Cabinet | S34-ACIS-Enclosure | PS-SR-S36-CAB3 | S37_Cavity4 | S38_Cavity4 |  | RF1 Rack 12
| _A31_C148_151_ |  | PS-SR-S02-CAB4A | SR-RR 02&03 | S03-ACIS-Enclosure | PS-SR-T3-4&5 | PS-SR-S06-CAB5A |  |  |  | S09-10-AF-Cabinet |  | PS-SR-S12-CAB5 |  |  |  | S15-16-AF-Cabinet |  | S17-18-AF-Cabinet |  |  |  | S21-ACIS-Enclosure | [7 empty] | S29-30-AF-Cabinet |  | S31-32-AF-Cabinet |  |  | SR-RR 34&35 | PS-SR-S36-CAB3A | S37JB1 | S38JB1 |  | S40_Cavity1
| _A32_C151_154_ |  | PS-SR-S02-CAB5 |  | S03-04-AF-Cabinet | PS-SR-T4-4&5 | S05-ACIS-Enclosure | [5 empty] | PS-SR-S12-CAB5A | [5 empty] | 17-18-ROUGH_PUMP |  |  |  | S21-22-AF-Cabinet | [9 empty] | S31-ACIS-Enclosure |  |  |  | PS-SR-S36-CAB4 | S37JB2 | S38JB2 |  | S40_Cavity2
| _A33_C154_157_ |  | PS-SR-S02-CAB5A |  |  | S04-ACIS-Enclosure | S05-06-AF-Cabinet | [5 empty] | S11-ACIS-Enclosure | [23 empty] | PS-SR-S36-CAB4A |  | 37-38-ROUGH_PUMP |  | S40_Cavity3
| _A34_C157_160_ |  | S01-ACIS-Enclosure |  |  | SR-RR 04&05 | [6 empty] | S11-12-AF-Cabinet | [23 empty] | PS-SR-S36-CAB5 |  |  |  | S40_Cavity4
| _A35_C160_163_ |  | S01-02-AF-Cabinet | [33 empty] | PS-SR-S36-CAB5A |  |  |  | S40JB1
| _A36_C163_166_ | [35 empty] | PS-SR-T3-36&37 |  |  |  | S40JB2
| _A37_C166_169_ | [35 empty] | PS-SR-T4-36&37
| _A38_C169_52_ | [35 empty] | S35-ACIS-Enclosure
| _A39_C52_55_ | [35 empty] | S35-36-AF-Cabinet
| _A40_C55_58_ | [35 empty] | RF2 Rack 11
RF2 Rack 12
S36_Cavity1
S36_Cavity2
S36_Cavity3
S36_Cavity4
S36JB1
S36JB2
SR Mezz Area-02
SR Mezz Area-03
SR Mezz Area-01

## SR_Room
SR_R | _420_A005_ | _420_A014_ | _401_MCR_ | _412_B107_ | _412_B111_ICR_ | _401_D1109_ | _420_HighBay_ | _420_Sector36_ | _420_Sector37_ | _420_Sector38_ | _420_Sector40_ | _420_RF2_ | _420_RF3_ | _420_RF4_ | _420_RF5_ | _420_RF6_
_401_D1109_ | RR01 | RR01 | RR01 | RR01 | RR01 | RR1A | S38 Rack 6 | RF2-6 | RF3-6 | RF4-6 | RF1-6 | RF1-1 | RF3-1 | RF4-1 | RF5-1
_401_MCR_ | RR02 | RR02 | RR02 | RR02 | RR02 | RR1B | S38 Rack 7 | RF2-7 | RF3-7 | RF4-7 | RF1-7 | RF1-2 | RF3-2 | RF4-2 | RF5-2
_412_B107_ | RR03 | RR03 | RR03 | RR03 | RR03 | RR1C | S38 Rack 8 | RF2-8 | RF3-8 | RF4-8 | RF1-8 | RF1-3 | RF3-3 | RF4-3 | RF5-3
_412_B111_ICR_ | RR04 | RR04 | RR04 | RR04 | RR04 | RR1D | S38 Rack 9 | RF2-9 | RF3-9 | RF4-9 | RF1-9 | RF1-4 | RF3-4 | RF4-4 | RF5-4
*_412_B103_ (?) | RR05 | RR05 | RR05 | RR05 | RR05 | RR2A | S38 Rack 10 | RF2-10 | RF3-10 | RF4-10 | RF1-10 | RF1-5 | RF3-5 | RF4-5 | RF5-5
_420_A004_ | RR06 | RR06 | RR06 | RR06 | RR06 | RR2B |  | S36JB3 | S37JB3 | S38JB3 | S40JB3
_420_A005_ | RR07 | RR07 | RR07 | RR07 | RR07 | RR2C
_420_A014_ | RR08 | RR08 | RR08 | RR08 | RR08 | RR2D
_420_A015_ | RR09 | RR09 | RR09 | RR09 | RR09 | RR2E
_420_HighBay_ | RR10 | RR10 | RR10 | RR10 | RR10 | RR3A
_420_Sector36_ | RR | RR11 | RR11 | RR11 | RR11 | RR3B
_420_Sector37_ | RR | RR12 | RR12 | RR12 | RR12 | RR3C
_420_Sector38_ | RR | RR13 | D1128A:RR13 | RR13 | RR13 | RR3D
_420_Sector40_ |  | RR14 | D1128A:RR14 | RR14 | RR14 | RR3E
_420_RF2_ |  | RR15 | D1128A:BackWall |  | RR15 | RR3F
_420_RF3_ |  | RR16 | MPEOB_BOX |  | RR16 | RR3G
_420_RF4_ |  | RR17 |  |  | RR17 | RR3H
_420_RF5_ |  | RR18 |  |  | RR3A | RR4A
_420_RF6_ |  | RR19 |  |  | RR3B | RR4B
[5 empty] | RR3C | RR4C
[5 empty] | RR3D | RR4D
[5 empty] | RR3E | RR4E
[5 empty] | RR3F | RR4F
| _420_A004_ | _RACK_AREA_ | _PS_CAB_SLOT_ |  | RR3G | RR4G
| M1 (power supply) | ph | a |  | RR4A | RR4H
| M2 (power supply) | high | b |  | RR4B | RR4I
| Rack (with no name) | mid | 1 |  | RR4C | RR5C
|  | low | 2 |  | RR4D | RR5D
|  |  | 3 |  | RR4E | RR5E
|  |  | 4 |  | RR4F | RR5F
|  |  | 5 |  | RR4G | RR5G
|  |  | 6 |  |  | RR5H
|  |  | 7 |  |  | RR5I
|  |  | 8 |  |  | RR5J
RR5K
RR6D
RR6E
RR6F
RR6G
RR6H
RR6I
RR6J
RR6K
RR6L
RR7D
RR7E
RR7F
RR7G
RR7H
RR7I
RR7J
RR8E
RR8F
RR8G
RR8H
RR8I
RR8J
RR8K
RR8L
RR8M
RR8N
RR8O
RR9A
RR9B
RR9C
RR9D
RR9E
RR9F
RR9G
RR9H

## SR_Tunnel
SR_T | _S01_ | _S02_ | _S03_ | _S04_ | _S05_ | _S06_ | _S07_ | _S08_ | _S09_ | _S10_ | _S11_ | _S12_ | _S13_ | _S14_ | _S15_ | _S16_ | _S17_ | _S18_ | _S19_ | _S20_ | _S21_ | _S22_ | _S23_ | _S24_ | _S25_ | _S26_ | _S27_ | _S28_ | _S29_ | _S30_ | _S31_ | _S32_ | _S33_ | _S34_ | _S35_ | _S36_ | _S37_ | _S38_ | _S39_ | _S40_
_S01_ | S01_DLMA | S02_DLMA | S03_DLMA | S04_DLMA | S05_DLMA | S06_DLMA | S07_DLMA | S08_DLMA | S09_DLMA | S10_DLMA | S11_DLMA | S12_DLMA | S13_DLMA | S14_DLMA | S15_DLMA | S16_DLMA | S17_DLMA | S18_DLMA | S19_DLMA | S20_DLMA | S21_DLMA | S22_DLMA | S23_DLMA | S24_DLMA | S25_DLMA | S26_DLMA | S27_DLMA | S28_DLMA | S29_DLMA | S30_DLMA | S31_DLMA | S32_DLMA | S33_DLMA | S34_DLMA | S35_DLMA | S36_DLMA | S37_DLMA | S38_DLMA | S39_DLMA | S40_DLMA
_S02_ | S01_QMQA | S02_QMQA | S03_QMQA | S04_QMQA | S05_QMQA | S06_QMQA | S07_QMQA | S08_QMQA | S09_QMQA | S10_QMQA | S11_QMQA | S12_QMQA | S13_QMQA | S14_QMQA | S15_QMQA | S16_QMQA | S17_QMQA | S18_QMQA | S19_QMQA | S20_QMQA | S21_QMQA | S22_QMQA | S23_QMQA | S24_QMQA | S25_QMQA | S26_QMQA | S27_QMQA | S28_QMQA | S29_QMQA | S30_QMQA | S31_QMQA | S32_QMQA | S33_QMQA | S34_QMQA | S35_QMQA | S36_QMQA | S37_QMQA | S38_QMQA | S39_QMQA | S40_QMQA
_S03_ | S01_FODO | S02_FODO | S03_FODO | S04_FODO | S05_FODO | S06_FODO | S07_FODO | S08_FODO | S09_FODO | S10_FODO | S11_FODO | S12_FODO | S13_FODO | S14_FODO | S15_FODO | S16_FODO | S17_FODO | S18_FODO | S19_FODO | S20_FODO | S21_FODO | S22_FODO | S23_FODO | S24_FODO | S25_FODO | S26_FODO | S27_FODO | S28_FODO | S29_FODO | S30_FODO | S31_FODO | S32_FODO | S33_FODO | S34_FODO | S35_FODO | S36_FODO | S37_FODO | S38_FODO | S39_FODO | S40_FODO
_S04_ | S01_QMQB | S02_QMQB | S03_QMQB | S04_QMQB | S05_QMQB | S06_QMQB | S07_QMQB | S08_QMQB | S09_QMQB | S10_QMQB | S11_QMQB | S12_QMQB | S13_QMQB | S14_QMQB | S15_QMQB | S16_QMQB | S17_QMQB | S18_QMQB | S19_QMQB | S20_QMQB | S21_QMQB | S22_QMQB | S23_QMQB | S24_QMQB | S25_QMQB | S26_QMQB | S27_QMQB | S28_QMQB | S29_QMQB | S30_QMQB | S31_QMQB | S32_QMQB | S33_QMQB | S34_QMQB | S35_QMQB | S36_QMQB | S37_QMQB | S38_QMQB | S39_QMQB | S40_QMQB
_S05_ | S01_DLMB | S02_DLMB | S03_DLMB | S04_DLMB | S05_DLMB | S06_DLMB | S07_DLMB | S08_DLMB | S09_DLMB | S10_DLMB | S11_DLMB | S12_DLMB | S13_DLMB | S14_DLMB | S15_DLMB | S16_DLMB | S17_DLMB | S18_DLMB | S19_DLMB | S20_DLMB | S21_DLMB | S22_DLMB | S23_DLMB | S24_DLMB | S25_DLMB | S26_DLMB | S27_DLMB | S28_DLMB | S29_DLMB | S30_DLMB | S31_DLMB | S32_DLMB | S33_DLMB | S34_DLMB | S35_DLMB | S36_DLMB | S37_DLMB | S38_DLMB | S39_DLMB | S40_DLMB
_S06_ | S01_ID | S02_ID | S03_ID | S04_ID | S05_ID | S06_ID | S07_ID | S08_ID | S09_ID | S10_ID | S11_ID | S12_ID | S13_ID | S14_ID | S15_ID | S16_ID | S17_ID | S18_ID | S19_ID | S20_ID | S21_ID | S22_ID | S23_ID | S24_ID | S25_ID | S26_ID | S27_ID | S28_ID | S29_ID | S30_ID | S31_ID | S32_ID | S33_ID | S34_ID | S35_ID | S36_ID | S37_ID | S38_ID | S39_ID | S40_ID
_S07_ | S01_BMFE | S02_BMFE | S03_BMFE | S04_BMFE | S05_BMFE | S06_BMFE | S07_BMFE | S08_BMFE | S09_BMFE | S10_BMFE | S11_BMFE | S12_BMFE | S13_BMFE | S14_BMFE | S15_BMFE | S16_BMFE | S17_BMFE | S18_BMFE | S19_BMFE | S20_BMFE | S21_BMFE | S22_BMFE | S23_BMFE | S24_BMFE | S25_BMFE | S26_BMFE | S27_BMFE | S28_BMFE | S29_BMFE | S30_BMFE | S31_BMFE | S32_BMFE | S33_BMFE | S34_BMFE | S35_BMFE | S36_Cavity1 | S37_Cavity1 | S38JB4 |  | S40_Cavity1
_S08_ | S01_IDFE | S02_IDFE | S03_IDFE | S04_IDFE | S05_IDFE | S06_IDFE | S07_IDFE | S08_IDFE | S09_IDFE | S10_IDFE | S11_IDFE | S12_IDFE | S13_IDFE | S14_IDFE | S15_IDFE | S16_IDFE | S17_IDFE | S18_IDFE | S19_IDFE | S20_IDFE | S21_IDFE | S22_IDFE | S23_IDFE | S24_IDFE | S25_IDFE | S26_IDFE | S27_IDFE | S28_IDFE | S29_IDFE | S30_IDFE | S31_IDFE | S32_IDFE | S33_IDFE | S34_IDFE | S35_IDFE | S36_Cavity2 | S37_Cavity2 |  |  | S40_Cavity2
_S01_ _S02_ _S03_ _S04_ _S05_ _S06_ _S07_ _S08_: _S09_ | S36_Cavity3 | S37_Cavity3 |  |  | S40_Cavity3
_S01_ _S02_ _S03_ _S04_ _S05_ _S06_ _S07_ _S08_: _S10_ | S36_Cavity4 | S37_Cavity4 |  |  | S40_Cavity4
_S01_ _S02_ _S03_ _S04_ _S05_ _S06_ _S07_ _S08_: _S11_ | S36JB4 | S37JB4 |  |  | S40JB4
_S01_ _S02_ _S03_ _S04_ _S05_ _S06_ _S07_ _S08_: _S12_ | BLS/TFB/LFB/Kicker/ | BLS/TFB/LFB/Kicker/ | BLS/TFB/LFB/Kicker/ | BLS/TFB/LFB/Kicker/ | BLS/TFB/LFB/Kicker/
_S01_ _S02_ _S03_ _S04_ _S05_ _S06_ _S07_ _S08_: _S13_; S16_DLMA S16_QMQA S16_FODO S16_QMQB S16_DLMB S16_ID S16_BMFE S16_IDFE: Snn_DLMA; S17_DLMA S17_QMQA S17_FODO S17_QMQB S17_DLMB S17_ID S17_BMFE S17_IDFE: Snn_QMQA; S18_DLMA S18_QMQA S18_FODO S18_QMQB S18_DLMB S18_ID S18_BMFE S18_IDFE: Snn_FODO; S19_DLMA S19_QMQA S19_FODO S19_QMQB S19_DLMB S19_ID S19_BMFE S19_IDFE: Snn_QMQB; S20_DLMA S20_QMQA S20_FODO S20_QMQB S20_DLMB S20_ID S20_BMFE S20_IDFE: Snn_DLMB; S21_DLMA S21_QMQA S21_FODO S21_QMQB S21_DLMB S21_ID S21_BMFE S21_IDFE: Snn_ID; S22_DLMA S22_QMQA S22_FODO S22_QMQB S22_DLMB S22_ID S22_BMFE S22_IDFE: Snn_BMFE; S23_DLMA S23_QMQA S23_FODO S23_QMQB S23_DLMB S23_ID S23_BMFE S23_IDFE: Snn_IDFE | Injection/Extraction | Injection/Extraction | Injection/Extraction | Injection/Extraction | Injection/Extraction
_S14_ | [15 empty] | A:PLTH | A:VC11 | A:P5 | B:VC10 | B:PLTH | US:2M | ACIS FE Enclosure | ACIS FE Enclosure
_S15_ | [15 empty] | A:P0 | A:Q6 | A:VC14 | B:Q7 | B:P4 | DS:2M | Be Windows | BIV
_S16_ | [15 empty] | A:GV1 | A:Q6:TS1 | A:M3 | B:Q7:TC1 | B:VC7 | US:4M | BIV | 1st Collimator
_S17_ | [15 empty] | A:VC1 | A:Q6:TC1 | A:M3:TS1 | B:Q7:TS1 | B:V3 | DS:4M | BPM 1 | Ratchet Door
_S18_ | [15 empty] | A:Q1 | A:VC12 | A:M3:TC1 | B:H7 | B:H3 | US:4MR | BPM 2 | E-stop, Door, SS
_S19_ |  | S24_ DLMA | S25_DLMA | S26_DLMA | [11 empty] | A:Q1:TS1 | A:M2 | A:M3T | B:V7 | B:S3:TC1 | DS:4MR | Ratchet Door | Exit Collimator
_S20_ |  | S24_ QMQA | S25_QMQA | S26_QMQA | [11 empty] | A:Q1:TC1 | A:M2:TS1 | A:VC15 | B:VC9 | B:S3:TS1 | MS:IEX | E-stop, Door, SS | Exit Mask/XBPM2
_S21_ |  | S24_ FODO | S25_FODO | S26_FODO | [11 empty] | A:FH1 | A:M2:TC1 | A:P6 | B:M2 | B:S3 | MS:PS | Exit Table | Exit Table
_S22_ |  | S24_ QMQB | S25_QMQB | S26_QMQB | [11 empty] | A:FV1 | A:EA2 | A:VC16 | B:M2:TC1 | B:SQ2 | US:SCU | FEV | FEV
_S23_ |  | S24_ DLMB | S25_DLMB | S26_DLMB | [11 empty] | A:SQ1 | A:VC13 | A:Q8 | B:M2:TS1 | B:FV2 | DS:SCU | (LP) PS1 | GRID-XBPM ds
_S24_ |  | S24_ ID | S25_ID | S26_ID | [11 empty] | A:P1 | A:Q7 | A:Q8:TS1 | B:CA1 | B:FH2 | MS:SCU | PS2 | GRID-XBPM us
_S25_ |  | S24_ BMFE | S25_BMFE | S26_BMFE | [11 empty] | A:VC2 | A:Q7:TS1 | A:Q8:TC1 | B:VC8 | B:FC2:TC1 | US:CM | SS1 | (LP) PS1
_S26_ |  | S24_ IDFE | S25_IDFE | S26_IDFE | [11 empty] | A:FC1 | A:Q7:TC1 | A:Q8T | B:Q6 | B:FC2:TC2 | DS:CM | SS2 | PS2
_S27_ | [15 empty] | A:FC1:TC1 | A:H7 | A:V8 | B:Q6:TC1 | B:FC2 | MS:CM | SRV | SS1
_S28_ | [15 empty] | A:FC1:TC2 | A:V7 | A:M4 | B:Q6:TS1 | B:Q5:TC1 | US:IDVC | Pass-Thru-Tunnel | SS2
_S29_ | [15 empty] | A:Q2 | M2-BUSBAR | A:M4:TS1 | B:H6 | B:Q5:TS1 | DS:IDVC |  | SRV
_S30_ | [15 empty] | A:Q2:TS1 |  | A:M4:TC1 | B:V6 | B:Q5T | US:HLS |  | Pass-Thru-Tunnel
_S31_ | [15 empty] | A:Q2:TC1 |  | A:M4T | M2-BUSBAR | B:Q5 | DS:HLS
_S32_ | [15 empty] | A:VC3 |  | 3PW |  | B:VC6 | BSS (beam stop)
_S33_ | [15 empty] | A:M1 |  | B:Q8 |  | B:P3
_S34_ | [15 empty] | A:M1:TS1 |  | B:Q8:TS1 |  | B:V2
_S35_ | [15 empty] | A:M1:TC1 |  | B:Q8:TC1 |  | B:H2
_S36_ | [15 empty] | A:VC4 |  | B:Q8T |  | B:S2:TC1
_S37_ | [15 empty] | A:Q3 |  | B:V8 |  | B:S2:TS1
_S38_ | [15 empty] | A:Q3:TS1 |  | B:M3 |  | B:S2
_S39_ | [15 empty] | A:Q3:TC1 |  | B:M3:TS1 |  | B:Q4T
_S40_ | [15 empty] | A:P2 |  | B:M3:TC1 |  | B:Q4:TC1
[16 empty] | A:VC5 |  | B:M3T |  | B:Q4:TS1
[16 empty] | A:S1 |  | B:P6 |  | B:Q4
[16 empty] | A:S1:TS1 |  | B:VC11 |  | B:VC5
[16 empty] | A:S1:TC1 |  | B:P5 |  | B:V1
[16 empty] | A:H1 |  |  |  | B:H1
[16 empty] | A:V1 |  |  |  | B:S1:TC1
[16 empty] | A:VC6 |  |  |  | B:S1:TS1
[16 empty] | A:CA1 |  |  |  | B:S1
[16 empty] | A:VC7 |  |  |  | B:VC5
[16 empty] | A:Q4 |  |  |  | B:P2
[16 empty] | A:Q4:TS1 |  |  |  | B:Q3:TC1
[16 empty] | A:Q4:TC1 |  |  |  | B:Q3:TS1
[16 empty] | A:Q4T |  |  |  | B:Q3
[16 empty] | A:S2 |  |  |  | B:VC4
[16 empty] | A:S2:TS1 |  |  |  | B:M1:TC1
[16 empty] | A:S2:TC1 |  |  |  | B:M1:TS1
[16 empty] | A:H2 |  |  |  | B:M1
[16 empty] | A:V2 |  |  |  | B:VC3
[16 empty] | A:P3 |  |  |  | B:EA1
[16 empty] | A:VC8 |  |  |  | B:Q2:TC1
[16 empty] | A:VC9 |  |  |  | B:Q2:TS1
[16 empty] | A:Q5 |  |  |  | B:Q2
[16 empty] | A:Q5T |  |  |  | B:FC1:TC1
[16 empty] | A:Q5:TS1 |  |  |  | B:FC1:TC2
[16 empty] | A:Q5:TC1 |  |  |  | B:FC1
[16 empty] | A:FC2 |  |  |  | B:VC2
[16 empty] | A:FC2:TC1 |  |  |  | B:FA1
[16 empty] | A:FC2:TC2 |  |  |  | B:P1
[16 empty] | A:FH2 |  |  |  | B:SQ1
[16 empty] | A:FV2 |  |  |  | B:FV1
[16 empty] | A:SQ2 |  |  |  | B:FH1
[16 empty] | A:S3 |  |  |  | B:Q1:TC1
[16 empty] | A:S3:TS1 |  |  |  | B:Q1:TS1
[16 empty] | A:S3:TC1 |  |  |  | B:Q1
[16 empty] | A:H3 |  |  |  | B:VC1
[16 empty] | A:V3 |  |  |  | B:GV1
[16 empty] | A:VC10 |  |  |  | B:P0
[16 empty] | A:P4 |  |  |  | M1-BUSBAR
M1-BUSBAR
THESE ARE SMALL AREAS DEFINED BY THE 5 MAGNET PLINTHS + ID + FEs
25-ID "TRY-Sectors" are 24, 25, and 26.
Snn_ID
Snn_DLMA
Snn_FODO
Snn _DLMB
S(nn-1)_BMFE
S(nn-1)_IDFE
Snn_QMQA
Snn_QMQB

## SR_Utility
SR_U | _U01_C58_61_ | _U02_C61_64_ | _U03_C64_67_ | _U04_C67_70_ | _U05_C70_73_ | _U06_C73_76_ | _U07_C76_79_ | _U08_C79_82_ | _U09_C82_85_ | _U10_C85_88_ | _U11_C88_91_ | _U12_C91_94_ | _U13_C94_97_ | _U14_C97_100_ | _U15_C100_103_ | _U16_C103_106_ | _U17_C106_109_ | _U18_C109_112_ | _U19_C112_115_ | _U20_C115_118_ | _U21_C118_121_ | _U22_C121_124_ | _U23_C124_127_ | _U24_C127_130_ | _U25_C130_133_ | _U26_C133_136_ | _U27_C136_139_ | _U28_C139_142_ | _U29_C142_145_ | _U30_C145_148_ | _U31_C148_151_ | _U32_C151_154_ | _U33_C154_157_ | _U34_C157_160_ | _U35_C160_163_ | _U36_C163_166_ | _U37_C166_169_ | _U38_C169_52_ | _U39_C52_55_ | _U40_C55_58_
_U01_C58_61_ |  | 01-02-MANIFOLD |  | 03-04-MANIFOLD |  | 05-06-MANIFOLD |  | 07-08-MANIFOLD |  | 09-10-MANIFOLD |  | 11-12-MANIFOLD |  | 13-14-MANIFOLD |  | 15-16-MANIFOLD |  | 17-18-MANIFOLD |  | 19-20-MANIFOLD | Comp1 | 21-22-MANIFOLD |  | 23-24-MANIFOLD |  | 25-26-MANIFOLD |  | 27-28-MANIFOLD | Comp1 | 29-30-MANIFOLD |  | 31-32-MANIFOLD |  | 33-34-MANIFOLD |  |  | NO UTILITY AISLE | NO UTILITY AISLE | NO UTILITY AISLE | 39-40-MANIFOLD
_U02_C61_64_ |  | 01-02-ROUGH_PUMP |  | 03-04-ROUGH_PUMP |  | 05-06-ROUGH_PUMP | 07-08-ROUGH_PUMP |  |  | 09-10-ROUGH_PUMP | 11-12-ROUGH_PUMP | Comp1 |  | 13-14-ROUGH_PUMP | 15-16-ROUGH_PUMP |  |  |  | 19-20-ROUGH_PUMP |  | Comp2 | 21-22-ROUGH_PUMP | 23-24-ROUGH_PUMP |  |  | 25-26-ROUGH_PUMP | 27-28-ROUGH_PUMP |  | Comp2 | 29-30-ROUGH_PUMP |  | 31-32-ROUGH_PUMP |  | 33-34-ROUGH_PUMP |  | 35-36-ROUGH_PUMP |  |  |  | 39-40-ROUGH_PUMP
_U03_C64_67_ |  | Comp1 | [9 empty] | Comp2 | [8 empty] | Comp3 | [7 empty] | Comp3
_U04_C67_70_ |  | Comp2 | [9 empty] | Comp3 | [8 empty] | Comp4 | [7 empty] | Comp4
_U05_C70_73_ |  | Comp3 | [9 empty] | Comp4 | [8 empty] | Comp5 | [7 empty] | Comp5
_U06_C73_76_ |  | Comp4 | [9 empty] | Comp5 | [8 empty] | Comp6 | [7 empty] | Comp6
_U07_C76_79_ |  | Comp5 | [9 empty] | Comp6 | [8 empty] | Comp7 | [7 empty] | Comp7
_U08_C79_82_ |  | Comp6 | [9 empty] | Comp7 | [8 empty] | Vacuum RPV | [7 empty] | Vacuum RPV
_U09_C82_85_ |  | Comp7 | [9 empty] | Vacuum RPV | [8 empty] | Vacuum RPG | [7 empty] | Vacuum RPG
_U10_C85_88_ |  | Vacuum RPV | [9 empty] | Vacuum RPG
_U11_C88_91_ |  | Vacuum RPG
_U12_C91_94_
_U13_C94_97_
_U14_C97_100_
_U15_C100_103_
_U16_C103_106_
_U17_C106_109_
_U18_C109_112_
_U19_C112_115_
_U20_C115_118_
_U21_C118_121_
_U22_C121_124_
_U23_C124_127_
_U24_C127_130_
_U25_C130_133_
_U26_C133_136_
_U27_C136_139_
_U28_C139_142_
_U29_C142_145_
_U30_C145_148_
_U31_C148_151_
_U32_C151_154_
_U33_C154_157_
_U34_C157_160_
_U35_C160_163_
_U36_C163_166_
_U37_C166_169_
_U38_C169_52_
_U39_C52_55_
_U40_C55_58_

## Top Level
Rooms have 2 levels. SR_Mezzanine and SR_Tunnel have 3. | Room number, SR_Mezzanine area number, or SR_Tunnel sector. ("SRM_Area_" can just be "A", and "SRT_" can be removed.) | The Device's parent in CDB Machine Design (The Machine Design Item that Houses the Device) • Unique Name (maybe, but certainly w parent) • Matches CDB Machine Design Item • Sufficient detail for intuitive determination | Device Name: • Unique Name • Matches CDB Machine Design Item • Location may be intuitive, but also specified by Machine Design Parent • Matches the "CNC" (Controls Naming Convention)
Location | Room/Area/Sector | Enclosure/Plinth/Table | Machine Design Address (MDA)
Room | __401_MCR | RR01 |  | Room -> __401_MCR -> RR01
SR_Mezzanine | SRM_Area_01_C58_61 | RF1 Rack 12 | S02A:Q1 | SR_Mezzanine -> Area_01_C58_61 -> RF1 Rack 12
SR_Mezzanine | SRM_Area_01_C58_61 | RR07 | S02A:Q1:TS | SR_Mezzanine -> Area_01_C58_61 -> RR07
SR_Mezzanine | SRM_Area_40_C55_58 | 39-02 |  | SR_Mezzanine -> Area_40_C55_58 -> 39-02
SR_Tunnel | SRT_S01 | __412_B111(ICR) | S02A:P2 | SR_Tunnel -> S01 -> 412_B111(ICR)
S02A:P3
EAA
Experimental Floor | Beamline numbers (ID/BM) | Kind of confusing w/o a good prefix …
Should there be a prefix for Storage Ring and Mezzanine?
S01:VVC2
|  | Should be consistent with -, _ , : | S23:IPC2
Extra characters required for unique cell names, extracted at end |  |  | S23:IPC3
S23:IPC4
Do we have a defined convention others can use?
Dam's Cable Name -> LOCATION[DEVICE] - LOCATION[DEVICE]
SR_Tunn | S_01 | S01A:DLM |  | SR_Tunn -> S_01 -> S01A:DLM