## Cables
SOURCE(S) | APS-U | APS-U | CAM | CAM | CAM | CAM | CAM | CAM | CAM | CAM | CAM | CAM | CAM | CAM | CAM | CDB | CAM | CDB | CAM | APS-U | CAM | PCX
SOME BASIC INSTRUCTIONS: |  |  | Controls |  | SR_M | A [mezzanine area] | E [enclosure] | ph [penthouse] | Enter description of | SR_M | A [mezzanine area] | E [enclosure] | ph [penthouse] | Enter description of | [5 empty] | PREFIX | FIRST WAYPOINT | FINAL WAYPOINT
• Maintain row 20 as the seed for adding additional cable rows. | CAM: Diagnostics; CAM: [storage ring; CAM: demarcated by columns; CAM: cabinet, rack, electro-; CAM: device or endpoint.; CAM: [storage ring; CAM: demarcated by columns; CAM: cabinet, rack, electro-; CAM: device or endpoint.; APS-U: 00 Controls; PCX: (TBD)
• Cable data is entered left-to-right beginning with the "Owner" field. | CAM: MOM_Vacuum; CAM: mezzanine]; CAM: mechanical enclosure; CAM: high [upper 1/3rd]; CAM: mezzanine]; CAM: mechanical enclosure; CAM: high [upper 1/3rd]; APS-U: 10 Diagnostics; CAM: (e.g. sleeve "18-31"
• Editing cable data after entering data left-to-right may result in invalid data. | CAM: Magnetic_Devices; CAM: Do not exceed the cell; CAM: Do not exceed the cell; APS-U: 20 MOM_Vacuum FE; CAM: or tray "MB3"); PCX: (e.g. mezzanine tray
• Enter data only in "Cables" worksheet. Email APS-U edits to other worksheets. | CAM: MOM_Mechanical; CAM: SR_R; CAM: N [room number]; CAM: T [table]; CAM: mid [middle 1/3rd]; CAM: width in this field.; CAM: SR_R; CAM: N [room number]; CAM: T [table]; CAM: mid [middle 1/3rd]; CAM: width in this field.; APS-U: 21 MOM_Vacuum SR; PCX: in area 2 "MT2")
L [legacy] | APS-U: L; CAM: Power_Supplies; CAM: [storage ring; CAM: buildings 401, 412, and; CAM: cart, bench, or table; CAM: [storage ring; CAM: buildings 401, 412, and; CAM: bench, cart, or table; APS-U: 30 Mag_Devices; CAM: PVC and metal conduit
S [single-layer] | APS-U: S; CAM: Safety_Interlocks; CAM: room]; CAM: 420 are included in SR_R; CAM: low [lower 1/3rd]; CAM: Controls group plans; CAM: room]; CAM: 420 are included in SR_R; CAM: low [lower 1/3rd]; CAM: Controls group plans; APS-U: 40 MOM_Mech.; CAM: raceways are sleeves.
M [multi-layer] | APS-U: M; CAM: Radio_Frequency; CAM: P [plinth]; CAM: to use this data to; CAM: P [plinth]; CAM: to use this data to; APS-U: 50 Power Supplies
T [triangular] | T |  | Cryogenics_and_BLS |  | SR_T | S [sector number] | DLMA, QMQA, FODO, | Slots 1-8 and a-b for | develop naming. | SR_T | S [sector number] | DLMA, QMQA, FODO, | Slots 1-8 and a-b for | develop naming. | [5 empty] | 60 Sfty_Interlocks | RF waveguides and
B [bundle] | APS-U: B; CAM: Information_Tech; CAM: [storage ring; CAM: Sectors are physically; CAM: QMQB, DLMB, or area; CAM: converter cabinets; CAM: [storage ring; CAM: Sectors are physically; CAM: QMQB, DLMB, or area; CAM: converter cabinets; APS-U: 70 RF; CAM: utility aisle openings
COM [communication] | APS-U: COM; CAM: SPECIAL PROJECTS; CAM: tunnel]; CAM: and only in the SR tunnel.; CAM: This data will also be; CAM: tunnel]; CAM: and only in the SR tunnel.; CAM: This data will also be; APS-U: 80 Cryo & BLS; CAM: are penetrations.
CTRL [control] | APS-U: CTRL; CAM: AOP; CAM: M [manifold]; CAM: Slots 1-8 and a for; CAM: used to define port-level; CAM: M [manifold]; CAM: Slots 1-8 and a for; CAM: used to define port-level; APS-U: 90 IT
IW [waveguide] | APS-U: IW; CAM: MCR; CAM: SR_U; CAM: U [utility aisle area]; CAM: bipolar cabinets; CAM: names in the future…; CAM: SR_U; CAM: U [utility aisle area]; CAM: bipolar cabinets; CAM: names in the future…; APS-U: PLUS 4-digit
LV [low voltage <50 volts] | APS-U: LV; CAM: AES-MED; CAM: [utility aisle]; CAM: demarcated by columns; CAM: C [cavity]; CAM: [utility aisle]; CAM: demarcated by columns; CAM: C [cavity]; APS-U: row number
MV [medium voltage >=50 volts] | APS-U: MV; CAM: APS-U; CAM: SOURCE; CAM: DEVICE; CAM: TARGET; CAM: DEVICE
BRCM kabel name (*NOT the final APS-U, CDB, or MBA name) | Laying | Voltage | Owner | Type | Location | A/N/S/U | E/T/P/M/C | Address | Description | Location | A/N/S/U | E/T/P/M/C | Address | Description | Legacy cable ID | FROM (device) | FROM (port) | TO (device) | TO (port) | Import cable ID | First waypoint | Final waypoint | Notes
[] ¦ []
SR_M_A02_C61_64_01-02[mid] ¦ SR_T_S01_S01_DLMA[A:VC3] | M | MV | MOM_Vacuum | YR48343 (pump) | SR_M | _A02_C61_64_ | 01-02 | mid | S01 ion pump 1 QPC 1 channel 1 on A:VC3 | SR_T | _S01_ | S01_DLMA | A:VC3 | Ion pump 1 |  | S01:IPC1 |  | S01:IP1 |  | 210021 | 01—60
SR_M_A02_C61_64_01-02[mid] ¦ SR_T_S01_S01_DLMA[A:VC6] | M | MV | MOM_Vacuum | YR48343 (pump) | SR_M | _A02_C61_64_ | 01-02 | mid | S01 ion pump 2 QPC 1 cahnnel 2 on A:VC6 | SR_T | _S01_ | S01_DLMA | A:VC6 | Ion pump 2 |  | S01:IPC1 |  | S01:IP2 |  | 210022 | 01—60
SR_M_A02_C61_64_01-02[mid] ¦ SR_T_S01_S01_DLMA[A:VC8] | M | MV | MOM_Vacuum | YR48343 (pump) | SR_M | _A02_C61_64_ | 01-02 | mid | S01 ion pump 3 QPC 1 channel 3 on A:VC8 | SR_T | _S01_ | S01_DLMA | A:VC8 | Ion pump 3 |  | S01:IPC1 |  | S01:IP3 |  | 210023 | 01—60
SR_M_A02_C61_64_01-02[mid] ¦ SR_T_S01_S01_QMQA[A:VC12] | M | MV | MOM_Vacuum | YR48343 (pump) | SR_M | _A02_C61_64_ | 01-02 | mid | S01 ion pump 4 QPC 1 channel 4 on A:VC12 | SR_T | _S01_ | S01_QMQA | A:VC12 | Ion pump 4 |  | S01:IPC1 |  | S01:IP4 |  | 210024 | 01—60
SR_M_A02_C61_64_01-02[mid] ¦ SR_T_S01_S01_FODO[A:VC15] | M | MV | MOM_Vacuum | YR48343 (pump) | SR_M | _A02_C61_64_ | 01-02 | mid | S01 ion pump 5 QPC 2 channel 1 on A:VC15 | SR_T | _S01_ | S01_FODO | A:VC15 | Ion pump 5 |  | S01:IPC2 |  | S01:IP5 |  | 210025 | 01—60
SR_M_A02_C61_64_01-02[mid] ¦ SR_T_S01_S01_QMQB[B:VC9] | M | MV | MOM_Vacuum | YR48343 (pump) | SR_M | _A02_C61_64_ | 01-02 | mid | S01 ion pump 6 QPC 2 channel 2 on B:VC9 | SR_T | _S01_ | S01_QMQB | B:VC9 | Ion pump 6 |  | S01:IPC2 |  | S01:IP6 |  | 210026 | 01—60
SR_M_A02_C61_64_01-02[mid] ¦ SR_T_S01_S01_DLMB[B:VC6] | M | MV | MOM_Vacuum | YR48343 (pump) | SR_M | _A02_C61_64_ | 01-02 | mid | S01 ion pump 7 QPC 2 channel 3 on B:VC6 | SR_T | _S01_ | S01_DLMB | B:VC6 | Ion pump 7 |  | S01:IPC2 |  | S01:IP7 |  | 210027 | 01—60
SR_M_A02_C61_64_01-02[mid] ¦ SR_T_S01_S01_DLMB[B:VC5] | M | MV | MOM_Vacuum | YR48343 (pump) | SR_M | _A02_C61_64_ | 01-02 | mid | S01 ion pump 8 QPC 2 channel 4 on B:VC5 | SR_T | _S01_ | S01_DLMB | B:VC5 | Ion pump 8 |  | S01:IPC2 |  | S01:IP8 |  | 210028 | 01—60
SR_M_A02_C61_64_01-02[mid] ¦ SR_T_S01_S01_DLMB[B:VC3] | M | MV | MOM_Vacuum | YR48343 (pump) | SR_M | _A02_C61_64_ | 01-02 | mid | S01 ion pump 9 MPC 1 channel 1 on B:VC3 | SR_T | _S01_ | S01_DLMB | B:VC3 | Ion pump 9 |  | S01:IPC3 |  | S01:IP9 |  | 210029 | 01—60
SR_M_A02_C61_64_01-02[mid] ¦ SR_T_S01_S01_ID[US:IDVC] | M | MV | MOM_Vacuum | YR48343 (pump) | SR_M | _A02_C61_64_ | 01-02 | mid | S01 ion pump 10 MPC 2 channel 1 on us IDVC | SR_T | _S01_ | S01_ID | US:IDVC | Ion pump 1 at ID |  | S01:IPC4 |  | S01ID:IP1 |  | 210030 | 01—60
SR_M_A02_C61_64_01-02[mid] ¦ SR_T_S01_S01_ID[DS:IDVC] | M | MV | MOM_Vacuum | YR48343 (pump) | SR_M | _A02_C61_64_ | 01-02 | mid | S01 ion pump 11 MPC 2 channel 2 on ds IDVC | SR_T | _S01_ | S01_ID | DS:IDVC | Ion pump 2 at ID |  | S01:IPC4 |  | S01ID:IP2 |  | 210031 | 01—60 |  | S01 SCU (11th ion pump)
SR_M_A02_C61_64_01-02[mid] ¦ SR_T_S01_S01_QMQB[B:VC9] | M | LV | MOM_Vacuum | Televac (gauge type 1) | SR_M | _A02_C61_64_ | 01-02 | mid | Televac CV gauge SR S01 | SR_T | _S01_ | S01_QMQB | B:VC9 | televac CV SR S01 |  | S01:VGC1 |  | S01:CVG1 |  | 210032 | 01—59
SR_M_A02_C61_64_01-02[mid] ¦ SR_T_S01_S01_QMQB[B:VC9] | M | MV | MOM_Vacuum | Televac (gauge type 2) | SR_M | _A02_C61_64_ | 01-02 | mid | Televac CC gauge SR S01 | SR_T | _S01_ | S01_QMQB | B:VC9 | televac CC SR S01 |  | S01:VGC1 |  | S01:CCG1 |  | 210033 | 01—59
SR_M_A02_C61_64_02-02[mid] ¦ SR_T_S01_S01_ID[DS:IDVC] | M | LV | MOM_Vacuum | Televac (gauge type 1) | SR_M | _A02_C61_64_ | 02-02 | mid | Televac CV gauge ID S01 | SR_T | _S01_ | S01_ID | DS:IDVC | televac CV IDVC S01 |  | S02:VGC1 |  | S01ID:CVG1 |  | 210034 | 02—63
SR_M_A02_C61_64_02-02[mid] ¦ SR_T_S01_S01_ID[DS:IDVC] | M | MV | MOM_Vacuum | Televac (gauge type 2) | SR_M | _A02_C61_64_ | 02-02 | mid | Televac CC gauge ID S01 | SR_T | _S01_ | S01_ID | DS:IDVC | televac CC IDVC S01 |  | S02:VGC1 |  | S01ID:CCG1 |  | 210035 | 02—63
SR_M_A02_C61_64_01-02[mid] ¦ SR_T_S01_S01_DLMA[A:GV1] | M | LV | MOM_Vacuum | YR52954 (SR valve) | SR_M | _A02_C61_64_ | 01-02 | mid | S01 us gate valve | SR_T | _S01_ | S01_DLMA | A:GV1 | us gate valve |  | S01:VVC1 |  | S01A:GV1 |  | 210036 | 01—59
SR_M_A02_C61_64_01-02[mid] ¦ SR_T_S01_S01_DLMB[B:GV1] | M | LV | MOM_Vacuum | YR52954 (SR valve) | SR_M | _A02_C61_64_ | 01-02 | mid | S01 ds gate valve | SR_T | _S01_ | S01_DLMB | B:GV1 | ds gate valve |  | S01:VVC1 |  | S01B:GV1 |  | 210037 | 01—59
SR_M_A02_C61_64_01-03[mid] ¦ SR_T_S01_S01_DLMA[A:GV1] | M | LV | MOM_Vacuum | YR52954 (SR valve) | SR_M | _A02_C61_64_ | 01-03 | mid | S01 us gate valve MPS | SR_T | _S01_ | S01_DLMA | A:GV1 | us gate valve MPS |  | S01:MPSL1 |  | S01A:GV1 |  | 210038 | 01—61
SR_M_A02_C61_64_01-03[mid] ¦ SR_T_S01_S01_DLMB[B:GV1] | M | LV | MOM_Vacuum | YR52954 (SR valve) | SR_M | _A02_C61_64_ | 01-03 | mid | S01 ds gate valve MPS | SR_T | _S01_ | S01_DLMB | B:GV1 | ds gate valve MPS |  | S01:MPSL1 |  | S01B:GV1 |  | 210039 | 01—61
SR_M_A02_C61_64_01-02[mid] ¦ SR_T_S01_S01_FODO[A:VC15] | M | MV | MOM_Vacuum | Turbo Controller | SR_M | _A02_C61_64_ | 01-02 | mid | S01 FODO ancillary Turbo Contoller | SR_T | _S01_ | S01_FODO | A:VC15 | S01 FODO ancillary turbo |  | S01-TPS:TPC1 |  | S01-TPS:TP1 |  | 210040 | 01—59 |  | changed from S01-TPS:TSC1 (system controller) to S01-TPS:TPC1 (turbopump control): same rack
SR_M_A02_C61_64_01-02[mid] ¦ SR_T_S01_S01_FODO[A:VC15] | M | LV | MOM_Vacuum | YR52954 (SR valve) | SR_M | _A02_C61_64_ | 01-02 | mid | S01 FODO ancillary Turbo Contoller | SR_T | _S01_ | S01_FODO | A:VC15 | S01 FODO ancillary turbo gate valve |  | S01-TPS:TSC1 |  | S01-TPS:TGV1 |  | 210041 | 01—59
SR_M_A02_C61_64_01-02[mid] ¦ SR_T_S01_S01_FODO[A:VC15] | M | LV | MOM_Vacuum | YR52954 (SR valve) | SR_M | _A02_C61_64_ | 01-02 | mid | S01 FODO ancillary Turbo system backing valve | SR_T | _S01_ | S01_FODO | A:VC15 | S01 FODO ancillary turbo backing valve |  | S01-TPS:TSC1 |  | S01-TPS:BV1 |  | 210042 | 01—59
SR_M_A02_C61_64_01-02[mid] ¦ SR_T_S01_S01_FODO[A:VC15] | M | LV | MOM_Vacuum | Televac (gauge type 1) | SR_M | _A02_C61_64_ | 01-02 | mid | Televac CV gauge Turbo S01 | SR_T | _S01_ | S01_FODO | A:VC15 | televac CV Turbo gauge S01 |  | S01-TPS:VGC1 |  | S01-TPS:CVG1 |  | 210043 | 01—59
SR_M_A02_C61_64_01-02[mid] ¦ SR_T_S01_S01_FODO[A:VC15] | M | MV | MOM_Vacuum | Televac (gauge type 2) | SR_M | _A02_C61_64_ | 01-02 | mid | Televac CC gauge Turbo S01 | SR_T | _S01_ | S01_FODO | A:VC15 | televac CC turbo gauge S01 |  | S01-TPS:VGC1 |  | S01-TPS:CCG1 |  | 210044 | 01—59
[] ¦ [] | APS-U: 210045
SR_M_A02_C61_64_02-02[mid] ¦ SR_T_S02_S02_DLMA[A:VC3] | M | MV | MOM_Vacuum | YR48343 (pump) | SR_M | _A02_C61_64_ | 02-02 | mid | S02 ion pump 1 QPC 1 channel 1 on A:VC3 | SR_T | _S02_ | S02_DLMA | A:VC3 | Ion pump 1 |  | S02:IPC1 |  | S02:IP1 |  | 210046 | 02—62
SR_M_A02_C61_64_02-02[mid] ¦ SR_T_S02_S02_DLMA[A:VC6] | M | MV | MOM_Vacuum | YR48343 (pump) | SR_M | _A02_C61_64_ | 02-02 | mid | S02 ion pump 2 QPC 1 cahnnel 2 on A:VC6 | SR_T | _S02_ | S02_DLMA | A:VC6 | Ion pump 2 |  | S02:IPC1 |  | S02:IP2 |  | 210047 | 02—62
SR_M_A02_C61_64_02-02[mid] ¦ SR_T_S02_S02_DLMA[A:VC8] | M | MV | MOM_Vacuum | YR48343 (pump) | SR_M | _A02_C61_64_ | 02-02 | mid | S02 ion pump 3 QPC 1 channel 3 on A:VC8 | SR_T | _S02_ | S02_DLMA | A:VC8 | Ion pump 3 |  | S02:IPC1 |  | S02:IP3 |  | 210048 | 02—62
SR_M_A02_C61_64_02-02[mid] ¦ SR_T_S02_S02_QMQA[A:VC12] | M | MV | MOM_Vacuum | YR48343 (pump) | SR_M | _A02_C61_64_ | 02-02 | mid | S02 ion pump 4 QPC 1 channel 4 on A:VC12 | SR_T | _S02_ | S02_QMQA | A:VC12 | Ion pump 4 |  | S02:IPC1 |  | S02:IP4 |  | 210049 | 02—62
SR_M_A02_C61_64_02-02[mid] ¦ SR_T_S02_S02_FODO[A:VC15] | M | MV | MOM_Vacuum | YR48343 (pump) | SR_M | _A02_C61_64_ | 02-02 | mid | S02 ion pump 5 QPC 2 channel 1 on A:VC15 | SR_T | _S02_ | S02_FODO | A:VC15 | Ion pump 5 |  | S02:IPC2 |  | S02:IP5 |  | 210050 | 02—62
SR_M_A02_C61_64_02-02[mid] ¦ SR_T_S02_S02_QMQB[B:VC9] | M | MV | MOM_Vacuum | YR48343 (pump) | SR_M | _A02_C61_64_ | 02-02 | mid | S02 ion pump 6 QPC 2 channel 2 on B:VC9 | SR_T | _S02_ | S02_QMQB | B:VC9 | Ion pump 6 |  | S02:IPC2 |  | S02:IP6 |  | 210051 | 02—62
SR_M_A02_C61_64_02-02[mid] ¦ SR_T_S02_S02_DLMB[B:VC6] | M | MV | MOM_Vacuum | YR48343 (pump) | SR_M | _A02_C61_64_ | 02-02 | mid | S02 ion pump 7 QPC 2 channel 3 on B:VC6 | SR_T | _S02_ | S02_DLMB | B:VC6 | Ion pump 7 |  | S02:IPC2 |  | S02:IP7 |  | 210052 | 02—62
SR_M_A02_C61_64_02-02[mid] ¦ SR_T_S02_S02_DLMB[B:VC5] | M | MV | MOM_Vacuum | YR48343 (pump) | SR_M | _A02_C61_64_ | 02-02 | mid | S02 ion pump 8 QPC 2 channel 4 on B:VC5 | SR_T | _S02_ | S02_DLMB | B:VC5 | Ion pump 8 |  | S02:IPC2 |  | S02:IP8 |  | 210053 | 02—62
SR_M_A02_C61_64_02-02[mid] ¦ SR_T_S02_S02_DLMB[B:VC3] | M | MV | MOM_Vacuum | YR48343 (pump) | SR_M | _A02_C61_64_ | 02-02 | mid | S02 ion pump 9 MPC 1 channel 1 on B:VC3 | SR_T | _S02_ | S02_DLMB | B:VC3 | Ion pump 9 |  | S02:IPC3 |  | S02:IP9 |  | 210054 | 02—62
SR_M_A02_C61_64_02-02[mid] ¦ SR_T_S02_S02_ID[DS:IDVC] | M | MV | MOM_Vacuum | YR48343 (pump) | SR_M | _A02_C61_64_ | 02-02 | mid | S02 ion pump 10 MPC 2 channel 1 on us IDVC | SR_T | _S02_ | S02_ID | DS:IDVC | Ion pump 1 at ID |  | S02:IPC4 |  | S02ID:IP1 |  | 210055 | 02—62
SR_M_A02_C61_64_01-02[mid] ¦ SR_T_S02_S02_QMQB[B:VC9] | M | LV | MOM_Vacuum | Televac (gauge type 1) | SR_M | _A02_C61_64_ | 01-02 | mid | Televac CV gauge SR S02 | SR_T | _S02_ | S02_QMQB | B:VC9 | televac CV SR S02 |  | S01:VGC1 |  | S02:CVG1 |  | 210056 | 01—59
SR_M_A02_C61_64_01-02[mid] ¦ SR_T_S02_S02_QMQB[B:VC9] | M | MV | MOM_Vacuum | Televac (gauge type 2) | SR_M | _A02_C61_64_ | 01-02 | mid | Televac CC gauge SR S02 | SR_T | _S02_ | S02_QMQB | B:VC9 | televac CC SR S02 |  | S01:VGC1 |  | S02:CCG1 |  | 210057 | 01—59
SR_M_A02_C61_64_02-02[mid] ¦ SR_T_S02_S02_ID[DS:IDVC] | M | LV | MOM_Vacuum | Televac (gauge type 1) | SR_M | _A02_C61_64_ | 02-02 | mid | Televac CV gauge ID S02 | SR_T | _S02_ | S02_ID | DS:IDVC | televac CV IDVC S02 |  | S02:VGC1 |  | S02ID:CVG1 |  | 210058 | 02—63
SR_M_A02_C61_64_02-02[mid] ¦ SR_T_S02_S02_ID[DS:IDVC] | M | MV | MOM_Vacuum | Televac (gauge type 2) | SR_M | _A02_C61_64_ | 02-02 | mid | Televac CC gauge ID S02 | SR_T | _S02_ | S02_ID | DS:IDVC | televac CC IDVC S02 |  | S02:VGC1 |  | S02ID:CCG1 |  | 210059 | 02—63
SR_M_A02_C61_64_02-02[mid] ¦ SR_T_S02_S02_DLMA[A:GV1] | M | LV | MOM_Vacuum | YR52954 (SR valve) | SR_M | _A02_C61_64_ | 02-02 | mid | S02 us gate valve | SR_T | _S02_ | S02_DLMA | A:GV1 | us gate valve |  | S02:VVC1 |  | S02A:GV1 |  | 210060 | 02—63
SR_M_A02_C61_64_02-02[mid] ¦ SR_T_S02_S02_DLMB[B:GV1] | M | LV | MOM_Vacuum | YR52954 (SR valve) | SR_M | _A02_C61_64_ | 02-02 | mid | S02 ds gate valve | SR_T | _S02_ | S02_DLMB | B:GV1 | ds gate valve |  | S02:VVC1 |  | S02B:GV1 |  | 210061 | 02—63
SR_M_A02_C61_64_01-03[mid] ¦ SR_T_S02_S02_DLMA[A:GV1] | M | LV | MOM_Vacuum | YR52954 (SR valve) | SR_M | _A02_C61_64_ | 01-03 | mid | S02 us gate valve MPS | SR_T | _S02_ | S02_DLMA | A:GV1 | us gate valve MPS |  | S01:MPSL1 |  | S02A:GV1 |  | 210062 | 01—61
SR_M_A02_C61_64_01-03[mid] ¦ SR_T_S02_S02_DLMB[B:GV1] | M | LV | MOM_Vacuum | YR52954 (SR valve) | SR_M | _A02_C61_64_ | 01-03 | mid | S02 ds gate valve MPS | SR_T | _S02_ | S02_DLMB | B:GV1 | ds gate valve MPS |  | S01:MPSL1 |  | S02B:GV1 |  | 210063 | 01—61
SR_M_A02_C61_64_01-02[mid] ¦ SR_T_S02_S02_FODO[A:VC15] | M | MV | MOM_Vacuum | Turbo Controller | SR_M | _A02_C61_64_ | 01-02 | mid | S02 FODO ancillary Turbo Contoller | SR_T | _S02_ | S02_FODO | A:VC15 | S02 FODO ancillary turbo |  | S02-TPS:TPC1 |  | S02-TPS:TP1 |  | 210064 | 01—59 |  | changed from S01-TPS:TSC1 (system controller) to S02-TPS:TPC1 (turbopump control): same rack
SR_M_A02_C61_64_01-02[mid] ¦ SR_T_S02_S02_FODO[A:VC15] | M | LV | MOM_Vacuum | YR52954 (SR valve) | SR_M | _A02_C61_64_ | 01-02 | mid | S02 FODO ancillary Turbo system controller | SR_T | _S02_ | S02_FODO | A:VC15 | S02 FODO ancillary turbo gate valve |  | S01-TPS:TSC1 |  | S02-TPS:TGV1 |  | 210065 | 01—59
SR_M_A02_C61_64_01-02[mid] ¦ SR_T_S02_S02_FODO[A:VC15] | M | LV | MOM_Vacuum | YR52954 (SR valve) | SR_M | _A02_C61_64_ | 01-02 | mid | S02 FODO ancillary Turbo system backing valve | SR_T | _S02_ | S02_FODO | A:VC15 | S02 FODO ancillary turbo backing valve |  | S01-TPS:TSC1 |  | S02-TPS:BV1 |  | 210066 | 01—59
SR_M_A02_C61_64_01-02[mid] ¦ SR_T_S02_S02_FODO[A:VC15] | M | LV | MOM_Vacuum | Televac (gauge type 1) | SR_M | _A02_C61_64_ | 01-02 | mid | Televac CV gauge Turbo S02 | SR_T | _S02_ | S02_FODO | A:VC15 | televac CV Turbo gauge S02 |  | S01-TPS:VGC1 |  | S02-TPS:CVG1 |  | 210067 | 01—59
SR_M_A02_C61_64_01-02[mid] ¦ SR_T_S02_S02_FODO[A:VC15] | M | MV | MOM_Vacuum | Televac (gauge type 2) | SR_M | _A02_C61_64_ | 01-02 | mid | Televac CC gauge Turbo S02 | SR_T | _S02_ | S02_FODO | A:VC15 | televac CC turbo gauge S02 |  | S01-TPS:VGC1 |  | S02-TPS:CCG1 |  | 210068 | 01—59
SR_M_A02_C61_64_01-02[mid] ¦ SR_T_S02_S02_FODO[A:VC15] | M | LV | MOM_Vacuum | Televac (gauge type 1) | SR_M | _A02_C61_64_ | 01-02 | mid | Televac CV gauge Rough S01-02 | SR_T | _S02_ | S02_FODO | A:VC15 | televac CV Rough gauge S01-02 |  | S01-TPS:VGC1 |  | S02-TPS:RP:CVG1 |  | 210069 | 01—59
SR_M_A02_C61_64_01-02[mid] ¦ SR_T_S02_S02_FODO[A:VC15] | M | MV | MOM_Vacuum | Televac (gauge type 2) | SR_M | _A02_C61_64_ | 01-02 | mid | Televac CC gauge Rough S01-02 | SR_T | _S02_ | S02_FODO | A:VC15 | televac CC Rough gauge S01-02 |  | S01-TPS:VGC1 |  | S02-TPS:RP:CCG1 |  | 210070 | 01—59
SR_M_A02_C61_64_01-02[mid] ¦ SR_U_U02_C61_64_01-02-ROUGH_PUMP[mid] | M | MV | MOM_Vacuum | Roughing Pump (by manufacturer) | SR_M | _A02_C61_64_ | 01-02 | mid | Roughing pump controller. Turbo System Controller | SR_U | _U02_C61_64_ | 01-02-ROUGH_PUMP | mid | Roughing pump S01-02 |  | S01-TPS:TSC1 |  | S01-TPS:RP1 |  | 210071 | 01—59 |  | changed from S01-TPS:RPC1 to S01-TPS:TSC1 (there is no separate roughing pump controller)
[] ¦ [] | APS-U: 210072
SR_M_A04_C67_70_03-02[mid] ¦ SR_T_S03_S03_DLMA[A:VC3] | M | MV | MOM_Vacuum | YR48343 (pump) | SR_M | _A04_C67_70_ | 03-02 | mid | S03 ion pump 1 QPC 1 channel 1 on A:VC3 | SR_T | _S03_ | S03_DLMA | A:VC3 | Ion pump 1 |  | S03:IPC1 |  | S03:IP1 |  | 210073 | 03—60
SR_M_A04_C67_70_03-02[mid] ¦ SR_T_S03_S03_DLMA[A:VC6] | M | MV | MOM_Vacuum | YR48343 (pump) | SR_M | _A04_C67_70_ | 03-02 | mid | S03 ion pump 2 QPC 1 cahnnel 2 on A:VC6 | SR_T | _S03_ | S03_DLMA | A:VC6 | Ion pump 2 |  | S03:IPC1 |  | S03:IP2 |  | 210074 | 03—60
SR_M_A04_C67_70_03-02[mid] ¦ SR_T_S03_S03_DLMA[A:VC8] | M | MV | MOM_Vacuum | YR48343 (pump) | SR_M | _A04_C67_70_ | 03-02 | mid | S03 ion pump 3 QPC 1 channel 3 on A:VC8 | SR_T | _S03_ | S03_DLMA | A:VC8 | Ion pump 3 |  | S03:IPC1 |  | S03:IP3 |  | 210075 | 03—60
SR_M_A04_C67_70_03-02[mid] ¦ SR_T_S03_S03_QMQA[A:VC12] | M | MV | MOM_Vacuum | YR48343 (pump) | SR_M | _A04_C67_70_ | 03-02 | mid | S03 ion pump 4 QPC 1 channel 4 on A:VC12 | SR_T | _S03_ | S03_QMQA | A:VC12 | Ion pump 4 |  | S03:IPC1 |  | S03:IP4 |  | 210076 | 03—60
SR_M_A04_C67_70_03-02[mid] ¦ SR_T_S03_S03_FODO[A:VC15] | M | MV | MOM_Vacuum | YR48343 (pump) | SR_M | _A04_C67_70_ | 03-02 | mid | S03 ion pump 5 QPC 2 channel 1 on A:VC15 | SR_T | _S03_ | S03_FODO | A:VC15 | Ion pump 5 |  | S03:IPC2 |  | S03:IP5 |  | 210077 | 03—60
SR_M_A04_C67_70_03-02[mid] ¦ SR_T_S03_S03_QMQB[B:VC9] | M | MV | MOM_Vacuum | YR48343 (pump) | SR_M | _A04_C67_70_ | 03-02 | mid | S03 ion pump 6 QPC 2 channel 2 on B:VC9 | SR_T | _S03_ | S03_QMQB | B:VC9 | Ion pump 6 |  | S03:IPC2 |  | S03:IP6 |  | 210078 | 03—60
SR_M_A04_C67_70_03-02[mid] ¦ SR_T_S03_S03_DLMB[B:VC6] | M | MV | MOM_Vacuum | YR48343 (pump) | SR_M | _A04_C67_70_ | 03-02 | mid | S03 ion pump 7 QPC 2 channel 3 on B:VC6 | SR_T | _S03_ | S03_DLMB | B:VC6 | Ion pump 7 |  | S03:IPC2 |  | S03:IP7 |  | 210079 | 03—60
SR_M_A04_C67_70_03-02[mid] ¦ SR_T_S03_S03_DLMB[B:VC5] | M | MV | MOM_Vacuum | YR48343 (pump) | SR_M | _A04_C67_70_ | 03-02 | mid | S03 ion pump 8 QPC 2 channel 4 on B:VC5 | SR_T | _S03_ | S03_DLMB | B:VC5 | Ion pump 8 |  | S03:IPC2 |  | S03:IP8 |  | 210080 | 03—60
SR_M_A04_C67_70_03-02[mid] ¦ SR_T_S03_S03_DLMB[B:VC3] | M | MV | MOM_Vacuum | YR48343 (pump) | SR_M | _A04_C67_70_ | 03-02 | mid | S03 ion pump 9 MPC 1 channel 1 on B:VC3 | SR_T | _S03_ | S03_DLMB | B:VC3 | Ion pump 9 |  | S03:IPC3 |  | S03:IP9 |  | 210081 | 03—60
SR_M_A04_C67_70_03-02[mid] ¦ SR_T_S03_S03_ID[DS:IDVC] | M | MV | MOM_Vacuum | YR48343 (pump) | SR_M | _A04_C67_70_ | 03-02 | mid | S03 ion pump 10 MPC 2 channel 1 on us IDVC | SR_T | _S03_ | S03_ID | DS:IDVC | Ion pump 1 at ID |  | S03:IPC4 |  | S03ID:IP1 |  | 210082 | 03—60
SR_M_A04_C67_70_03-02[mid] ¦ SR_T_S03_S03_QMQB[B:VC9] | M | LV | MOM_Vacuum | Televac (gauge type 1) | SR_M | _A04_C67_70_ | 03-02 | mid | Televac CV gauge SR S03 | SR_T | _S03_ | S03_QMQB | B:VC9 | televac CV SR S03 |  | S03:VGC1 |  | S03:CVG1 |  | 210083 | 03—59
SR_M_A04_C67_70_03-02[mid] ¦ SR_T_S03_S03_QMQB[B:VC9] | M | MV | MOM_Vacuum | Televac (gauge type 2) | SR_M | _A04_C67_70_ | 03-02 | mid | Televac CC gauge SR S03 | SR_T | _S03_ | S03_QMQB | B:VC9 | televac CC SR S03 |  | S03:VGC1 |  | S03:CCG1 |  | 210084 | 03—59
SR_M_A04_C67_70_04-02[mid] ¦ SR_T_S03_S03_ID[DS:IDVC] | M | LV | MOM_Vacuum | Televac (gauge type 1) | SR_M | _A04_C67_70_ | 04-02 | mid | Televac CV gauge ID S03 | SR_T | _S03_ | S03_ID | DS:IDVC | televac CV IDVC S03 |  | S04:VGC1 |  | S03ID:CVG1 |  | 210085 | 04—63
SR_M_A04_C67_70_04-02[mid] ¦ SR_T_S03_S03_ID[DS:IDVC] | M | MV | MOM_Vacuum | Televac (gauge type 2) | SR_M | _A04_C67_70_ | 04-02 | mid | Televac CC gauge ID S03 | SR_T | _S03_ | S03_ID | DS:IDVC | televac CC IDVC S03 |  | S04:VGC1 |  | S03ID:CCG1 |  | 210086 | 04—63
SR_M_A04_C67_70_03-02[mid] ¦ SR_T_S03_S03_DLMA[A:GV1] | M | LV | MOM_Vacuum | YR52954 (SR valve) | SR_M | _A04_C67_70_ | 03-02 | mid | S03 us gate valve | SR_T | _S03_ | S03_DLMA | A:GV1 | us gate valve |  | S03:VVC1 |  | S03A:GV1 |  | 210087 | 03—59
SR_M_A04_C67_70_03-02[mid] ¦ SR_T_S03_S03_DLMB[B:GV1] | M | LV | MOM_Vacuum | YR52954 (SR valve) | SR_M | _A04_C67_70_ | 03-02 | mid | S03 ds gate valve | SR_T | _S03_ | S03_DLMB | B:GV1 | ds gate valve |  | S03:VVC1 |  | S03B:GV1 |  | 210088 | 03—59
SR_M_A04_C67_70_03-03[mid] ¦ SR_T_S03_S03_DLMA[A:GV1] | M | LV | MOM_Vacuum | YR52954 (SR valve) | SR_M | _A04_C67_70_ | 03-03 | mid | S03 us gate valve MPS | SR_T | _S03_ | S03_DLMA | A:GV1 | us gate valve MPS |  | S03:MPSL1 |  | S03A:GV1 |  | 210089 | 03—61
SR_M_A04_C67_70_03-03[mid] ¦ SR_T_S03_S03_DLMB[B:GV1] | M | LV | MOM_Vacuum | YR52954 (SR valve) | SR_M | _A04_C67_70_ | 03-03 | mid | S03 ds gate valve MPS | SR_T | _S03_ | S03_DLMB | B:GV1 | ds gate valve MPS |  | S03:MPSL1 |  | S03B:GV1 |  | 210090 | 03—61
SR_M_A04_C67_70_03-02[mid] ¦ SR_T_S03_S03_FODO[A:VC15] | M | MV | MOM_Vacuum | Turbo Controller | SR_M | _A04_C67_70_ | 03-02 | mid | S03 FODO ancillary Turbo Contoller | SR_T | _S03_ | S03_FODO | A:VC15 | S03 FODO ancillary turbo |  | S03-TPS:TPC1 |  | S03-TPS:TP1 |  | 210091 | 03—59
SR_M_A04_C67_70_03-02[mid] ¦ SR_T_S03_S03_FODO[A:VC15] | M | LV | MOM_Vacuum | YR52954 (SR valve) | SR_M | _A04_C67_70_ | 03-02 | mid | S03 FODO ancillary Turbo Contoller | SR_T | _S03_ | S03_FODO | A:VC15 | S03 FODO ancillary turbo gate valve |  | S03-TPS:TSC1 |  | S03-TPS:TGV1 |  | 210092 | 03—59
SR_M_A04_C67_70_03-02[mid] ¦ SR_T_S03_S03_FODO[A:VC15] | M | LV | MOM_Vacuum | YR52954 (SR valve) | SR_M | _A04_C67_70_ | 03-02 | mid | S03 FODO ancillary Turbo system backing valve | SR_T | _S03_ | S03_FODO | A:VC15 | S03 FODO ancillary turbo backing valve |  | S03-TPS:TSC1 |  | S03-TPS:BV1 |  | 210093 | 03—59
SR_M_A04_C67_70_03-02[mid] ¦ SR_T_S03_S03_FODO[A:VC15] | M | LV | MOM_Vacuum | Televac (gauge type 1) | SR_M | _A04_C67_70_ | 03-02 | mid | Televac CV gauge Turbo S03 | SR_T | _S03_ | S03_FODO | A:VC15 | televac CV Turbo gauge S03 |  | S03-TPS:VGC1 |  | S03-TPS:CVG1 |  | 210094 | 03—59
SR_M_A04_C67_70_03-02[mid] ¦ SR_T_S03_S03_FODO[A:VC15] | M | MV | MOM_Vacuum | Televac (gauge type 2) | SR_M | _A04_C67_70_ | 03-02 | mid | Televac CC gauge Turbo S03 | SR_T | _S03_ | S03_FODO | A:VC15 | televac CC turbo gauge S03 |  | S03-TPS:VGC1 |  | S03-TPS:CCG1 |  | 210095 | 03—59
[] ¦ [] | APS-U: 210096
SR_M_A04_C67_70_04-02[mid] ¦ SR_T_S04_S04_DLMA[A:VC3] | M | MV | MOM_Vacuum | YR48343 (pump) | SR_M | _A04_C67_70_ | 04-02 | mid | S04 ion pump 1 QPC 1 channel 1 on A:VC3 | SR_T | _S04_ | S04_DLMA | A:VC3 | Ion pump 1 |  | S04:IPC1 |  | S04:IP1 |  | 210097 | 04—62
SR_M_A04_C67_70_04-02[mid] ¦ SR_T_S04_S04_DLMA[A:VC6] | M | MV | MOM_Vacuum | YR48343 (pump) | SR_M | _A04_C67_70_ | 04-02 | mid | S04 ion pump 2 QPC 1 cahnnel 2 on A:VC6 | SR_T | _S04_ | S04_DLMA | A:VC6 | Ion pump 2 |  | S04:IPC1 |  | S04:IP2 |  | 210098 | 04—62
SR_M_A04_C67_70_04-02[mid] ¦ SR_T_S04_S04_DLMA[A:VC8] | M | MV | MOM_Vacuum | YR48343 (pump) | SR_M | _A04_C67_70_ | 04-02 | mid | S04 ion pump 3 QPC 1 channel 3 on A:VC8 | SR_T | _S04_ | S04_DLMA | A:VC8 | Ion pump 3 |  | S04:IPC1 |  | S04:IP3 |  | 210099 | 04—62
SR_M_A04_C67_70_04-02[mid] ¦ SR_T_S04_S04_QMQA[A:VC12] | M | MV | MOM_Vacuum | YR48343 (pump) | SR_M | _A04_C67_70_ | 04-02 | mid | S04 ion pump 4 QPC 1 channel 4 on A:VC12 | SR_T | _S04_ | S04_QMQA | A:VC12 | Ion pump 4 |  | S04:IPC1 |  | S04:IP4 |  | 210100 | 04—62
SR_M_A04_C67_70_04-02[mid] ¦ SR_T_S04_S04_FODO[A:VC15] | M | MV | MOM_Vacuum | YR48343 (pump) | SR_M | _A04_C67_70_ | 04-02 | mid | S04 ion pump 5 QPC 2 channel 1 on A:VC15 | SR_T | _S04_ | S04_FODO | A:VC15 | Ion pump 5 |  | S04:IPC2 |  | S04:IP5 |  | 210101 | 04—62
SR_M_A04_C67_70_04-02[mid] ¦ SR_T_S04_S04_QMQB[B:VC9] | M | MV | MOM_Vacuum | YR48343 (pump) | SR_M | _A04_C67_70_ | 04-02 | mid | S04 ion pump 6 QPC 2 channel 2 on B:VC9 | SR_T | _S04_ | S04_QMQB | B:VC9 | Ion pump 6 |  | S04:IPC2 |  | S04:IP6 |  | 210102 | 04—62
SR_M_A04_C67_70_04-02[mid] ¦ SR_T_S04_S04_DLMB[B:VC6] | M | MV | MOM_Vacuum | YR48343 (pump) | SR_M | _A04_C67_70_ | 04-02 | mid | S04 ion pump 7 QPC 2 channel 3 on B:VC6 | SR_T | _S04_ | S04_DLMB | B:VC6 | Ion pump 7 |  | S04:IPC2 |  | S04:IP7 |  | 210103 | 04—62
SR_M_A04_C67_70_04-02[mid] ¦ SR_T_S04_S04_DLMB[B:VC5] | M | MV | MOM_Vacuum | YR48343 (pump) | SR_M | _A04_C67_70_ | 04-02 | mid | S04 ion pump 8 QPC 2 channel 4 on B:VC5 | SR_T | _S04_ | S04_DLMB | B:VC5 | Ion pump 8 |  | S04:IPC2 |  | S04:IP8 |  | 210104 | 04—62
SR_M_A04_C67_70_04-02[mid] ¦ SR_T_S04_S04_DLMB[B:VC3] | M | MV | MOM_Vacuum | YR48343 (pump) | SR_M | _A04_C67_70_ | 04-02 | mid | S04 ion pump 9 MPC 1 channel 1 on B:VC3 | SR_T | _S04_ | S04_DLMB | B:VC3 | Ion pump 9 |  | S04:IPC3 |  | S04:IP9 |  | 210105 | 04—62
SR_M_A04_C67_70_04-02[mid] ¦ SR_T_S04_S04_ID[DS:IDVC] | M | MV | MOM_Vacuum | YR48343 (pump) | SR_M | _A04_C67_70_ | 04-02 | mid | S04 ion pump 10 MPC 2 channel 1 on us IDVC | SR_T | _S04_ | S04_ID | DS:IDVC | Ion pump 1 at ID |  | S04:IPC4 |  | S04ID:IP1 |  | 210106 | 04—62
SR_M_A04_C67_70_03-02[mid] ¦ SR_T_S04_S04_QMQB[B:VC9] | M | LV | MOM_Vacuum | Televac (gauge type 1) | SR_M | _A04_C67_70_ | 03-02 | mid | Televac CV gauge SR S04 | SR_T | _S04_ | S04_QMQB | B:VC9 | televac CV SR S04 |  | S03:VGC1 |  | S04:CVG1 |  | 210107 | 03—59
SR_M_A04_C67_70_03-02[mid] ¦ SR_T_S04_S04_QMQB[B:VC9] | M | MV | MOM_Vacuum | Televac (gauge type 2) | SR_M | _A04_C67_70_ | 03-02 | mid | Televac CC gauge SR S04 | SR_T | _S04_ | S04_QMQB | B:VC9 | televac CC SR S04 |  | S03:VGC1 |  | S04:CCG1 |  | 210108 | 03—59
SR_M_A04_C67_70_04-02[mid] ¦ SR_T_S04_S04_ID[DS:IDVC] | M | LV | MOM_Vacuum | Televac (gauge type 1) | SR_M | _A04_C67_70_ | 04-02 | mid | Televac CV gauge ID S04 | SR_T | _S04_ | S04_ID | DS:IDVC | televac CV IDVC S04 |  | S04:VGC1 |  | S04ID:CVG1 |  | 210109 | 04—63
SR_M_A04_C67_70_04-02[mid] ¦ SR_T_S04_S04_ID[DS:IDVC] | M | MV | MOM_Vacuum | Televac (gauge type 2) | SR_M | _A04_C67_70_ | 04-02 | mid | Televac CC gauge ID S04 | SR_T | _S04_ | S04_ID | DS:IDVC | televac CC IDVC S04 |  | S04:VGC1 |  | S04ID:CCG1 |  | 210110 | 04—63
SR_M_A04_C67_70_04-02[mid] ¦ SR_T_S04_S04_DLMA[A:GV1] | M | LV | MOM_Vacuum | YR52954 (SR valve) | SR_M | _A04_C67_70_ | 04-02 | mid | S04 us gate valve | SR_T | _S04_ | S04_DLMA | A:GV1 | us gate valve |  | S04:VVC1 |  | S04A:GV1 |  | 210111 | 04—63
SR_M_A04_C67_70_04-02[mid] ¦ SR_T_S04_S04_DLMB[B:GV1] | M | LV | MOM_Vacuum | YR52954 (SR valve) | SR_M | _A04_C67_70_ | 04-02 | mid | S04 ds gate valve | SR_T | _S04_ | S04_DLMB | B:GV1 | ds gate valve |  | S04:VVC1 |  | S04B:GV1 |  | 210112 | 04—63
SR_M_A04_C67_70_03-03[mid] ¦ SR_T_S04_S04_DLMA[A:GV1] | M | LV | MOM_Vacuum | YR52954 (SR valve) | SR_M | _A04_C67_70_ | 03-03 | mid | S04 us gate valve MPS | SR_T | _S04_ | S04_DLMA | A:GV1 | us gate valve MPS |  | S03:MPSL1 |  | S04A:GV1 |  | 210113 | 03—61
SR_M_A04_C67_70_03-03[mid] ¦ SR_T_S04_S04_DLMB[B:GV1] | M | LV | MOM_Vacuum | YR52954 (SR valve) | SR_M | _A04_C67_70_ | 03-03 | mid | S04 ds gate valve MPS | SR_T | _S04_ | S04_DLMB | B:GV1 | ds gate valve MPS |  | S03:MPSL1 |  | S04B:GV1 |  | 210114 | 03—61
SR_M_A04_C67_70_03-02[mid] ¦ SR_T_S04_S04_FODO[A:VC15] | M | MV | MOM_Vacuum | Turbo Controller | SR_M | _A04_C67_70_ | 03-02 | mid | S04 FODO ancillary Turbo Contoller | SR_T | _S04_ | S04_FODO | A:VC15 | S04 FODO ancillary turbo |  | S04-TPS:TPC1 |  | S04-TPS:TP1 |  | 210115 | 03—59
SR_M_A04_C67_70_03-02[mid] ¦ SR_T_S04_S04_FODO[A:VC15] | M | LV | MOM_Vacuum | YR52954 (SR valve) | SR_M | _A04_C67_70_ | 03-02 | mid | S04 FODO ancillary Turbo system Contoller | SR_T | _S04_ | S04_FODO | A:VC15 | S04 FODO ancillary turbo gate valve |  | S03-TPS:TSC1 |  | S04-TPS:TGV1 |  | 210116 | 03—59
SR_M_A04_C67_70_03-02[mid] ¦ SR_T_S04_S04_FODO[A:VC15] | M | LV | MOM_Vacuum | YR52954 (SR valve) | SR_M | _A04_C67_70_ | 03-02 | mid | S04 FODO ancillary Turbo system backing valve | SR_T | _S04_ | S04_FODO | A:VC15 | S04 FODO ancillary turbo backing valve |  | S03-TPS:TSC1 |  | S04-TPS:BV1 |  | 210117 | 03—59
SR_M_A04_C67_70_03-02[mid] ¦ SR_T_S04_S04_FODO[A:VC15] | M | LV | MOM_Vacuum | Televac (gauge type 1) | SR_M | _A04_C67_70_ | 03-02 | mid | Televac CV gauge Turbo S04 | SR_T | _S04_ | S04_FODO | A:VC15 | televac CV Turbo gauge S04 |  | S03-TPS:VGC1 |  | S04-TPS:CVG1 |  | 210118 | 03—59
SR_M_A04_C67_70_03-02[mid] ¦ SR_T_S04_S04_FODO[A:VC15] | M | MV | MOM_Vacuum | Televac (gauge type 2) | SR_M | _A04_C67_70_ | 03-02 | mid | Televac CC gauge Turbo S04 | SR_T | _S04_ | S04_FODO | A:VC15 | televac CC turbo gauge S04 |  | S03-TPS:VGC1 |  | S04-TPS:CCG1 |  | 210119 | 03—59
SR_M_A04_C67_70_03-02[mid] ¦ SR_T_S04_S04_FODO[A:VC15] | M | LV | MOM_Vacuum | Televac (gauge type 1) | SR_M | _A04_C67_70_ | 03-02 | mid | Televac CV gauge Rough S03-04 | SR_T | _S04_ | S04_FODO | A:VC15 | televac CV Rough gauge S03-04 |  | S03-TPS:VGC1 |  | S04-TPS:RP:CVG1 |  | 210120 | 03—59
SR_M_A04_C67_70_03-02[mid] ¦ SR_T_S04_S04_FODO[A:VC15] | M | MV | MOM_Vacuum | Televac (gauge type 2) | SR_M | _A04_C67_70_ | 03-02 | mid | Televac CC gauge Rough S03-04 | SR_T | _S04_ | S04_FODO | A:VC15 | televac CC Rough gauge S03-04 |  | S03-TPS:VGC1 |  | S04-TPS:RP:CCG1 |  | 210121 | 03—59
SR_M_A04_C67_70_03-02[mid] ¦ SR_U_U04_C67_70_03-04-ROUGH_PUMP[mid] | M | MV | MOM_Vacuum | Roughing Pump (by manufacturer) | SR_M | _A04_C67_70_ | 03-02 | mid | Turbo System Controller | SR_U | _U04_C67_70_ | 03-04-ROUGH_PUMP | mid | Roughing pump S03-04 |  | S03-TPS:TSC1 |  | S03-TPS:RP1 |  | 210122 | 03—59
[] ¦ [] | APS-U: 210123
SR_M_A06_C73_76_05-02[mid] ¦ SR_T_S05_S05_DLMA[A:VC3] | M | MV | MOM_Vacuum | YR48343 (pump) | SR_M | _A06_C73_76_ | 05-02 | mid | S05 ion pump 1 QPC 1 channel 1 on A:VC3 | SR_T | _S05_ | S05_DLMA | A:VC3 | Ion pump 1 |  | S05:IPC1 |  | S05:IP1 |  | 210124 | 05—60
SR_M_A06_C73_76_05-02[mid] ¦ SR_T_S05_S05_DLMA[A:VC6] | M | MV | MOM_Vacuum | YR48343 (pump) | SR_M | _A06_C73_76_ | 05-02 | mid | S05 ion pump 2 QPC 1 cahnnel 2 on A:VC6 | SR_T | _S05_ | S05_DLMA | A:VC6 | Ion pump 2 |  | S05:IPC1 |  | S05:IP2 |  | 210125 | 05—60
SR_M_A06_C73_76_05-02[mid] ¦ SR_T_S05_S05_DLMA[A:VC8] | M | MV | MOM_Vacuum | YR48343 (pump) | SR_M | _A06_C73_76_ | 05-02 | mid | S05 ion pump 3 QPC 1 channel 3 on A:VC8 | SR_T | _S05_ | S05_DLMA | A:VC8 | Ion pump 3 |  | S05:IPC1 |  | S05:IP3 |  | 210126 | 05—60
SR_M_A06_C73_76_05-02[mid] ¦ SR_T_S05_S05_QMQA[A:VC12] | M | MV | MOM_Vacuum | YR48343 (pump) | SR_M | _A06_C73_76_ | 05-02 | mid | S05 ion pump 4 QPC 1 channel 4 on A:VC12 | SR_T | _S05_ | S05_QMQA | A:VC12 | Ion pump 4 |  | S05:IPC1 |  | S05:IP4 |  | 210127 | 05—60
SR_M_A06_C73_76_05-02[mid] ¦ SR_T_S05_S05_FODO[A:VC15] | M | MV | MOM_Vacuum | YR48343 (pump) | SR_M | _A06_C73_76_ | 05-02 | mid | S05 ion pump 5 QPC 2 channel 1 on A:VC15 | SR_T | _S05_ | S05_FODO | A:VC15 | Ion pump 5 |  | S05:IPC2 |  | S05:IP5 |  | 210128 | 05—60
SR_M_A06_C73_76_05-02[mid] ¦ SR_T_S05_S05_QMQB[B:VC9] | M | MV | MOM_Vacuum | YR48343 (pump) | SR_M | _A06_C73_76_ | 05-02 | mid | S05 ion pump 6 QPC 2 channel 2 on B:VC9 | SR_T | _S05_ | S05_QMQB | B:VC9 | Ion pump 6 |  | S05:IPC2 |  | S05:IP6 |  | 210129 | 05—60
SR_M_A06_C73_76_05-02[mid] ¦ SR_T_S05_S05_DLMB[B:VC6] | M | MV | MOM_Vacuum | YR48343 (pump) | SR_M | _A06_C73_76_ | 05-02 | mid | S05 ion pump 7 QPC 2 channel 3 on B:VC6 | SR_T | _S05_ | S05_DLMB | B:VC6 | Ion pump 7 |  | S05:IPC2 |  | S05:IP7 |  | 210130 | 05—60
SR_M_A06_C73_76_05-02[mid] ¦ SR_T_S05_S05_DLMB[B:VC5] | M | MV | MOM_Vacuum | YR48343 (pump) | SR_M | _A06_C73_76_ | 05-02 | mid | S05 ion pump 8 QPC 2 channel 4 on B:VC5 | SR_T | _S05_ | S05_DLMB | B:VC5 | Ion pump 8 |  | S05:IPC2 |  | S05:IP8 |  | 210131 | 05—60
SR_M_A06_C73_76_05-02[mid] ¦ SR_T_S05_S05_DLMB[B:VC3] | M | MV | MOM_Vacuum | YR48343 (pump) | SR_M | _A06_C73_76_ | 05-02 | mid | S05 ion pump 9 MPC 1 channel 1 on B:VC3 | SR_T | _S05_ | S05_DLMB | B:VC3 | Ion pump 9 |  | S05:IPC3 |  | S05:IP9 |  | 210132 | 05—60
SR_M_A06_C73_76_05-02[mid] ¦ SR_T_S05_S05_ID[DS:IDVC] | M | MV | MOM_Vacuum | YR48343 (pump) | SR_M | _A06_C73_76_ | 05-02 | mid | S05 ion pump 10 MPC 2 channel 1 on us IDVC | SR_T | _S05_ | S05_ID | DS:IDVC | Ion pump 1 at ID |  | S05:IPC4 |  | S05ID:IP1 |  | 210133 | 05—60
SR_M_A06_C73_76_05-02[mid] ¦ SR_T_S05_S05_QMQB[B:VC9] | M | LV | MOM_Vacuum | Televac (gauge type 1) | SR_M | _A06_C73_76_ | 05-02 | mid | Televac CV gauge SR S05 | SR_T | _S05_ | S05_QMQB | B:VC9 | televac CV SR S05 |  | S05:VGC1 |  | S05:CVG1 |  | 210134 | 05—59
SR_M_A06_C73_76_05-02[mid] ¦ SR_T_S05_S05_QMQB[B:VC9] | M | MV | MOM_Vacuum | Televac (gauge type 2) | SR_M | _A06_C73_76_ | 05-02 | mid | Televac CC gauge SR S05 | SR_T | _S05_ | S05_QMQB | B:VC9 | televac CC SR S05 |  | S05:VGC1 |  | S05:CCG1 |  | 210135 | 05—59
SR_M_A06_C73_76_06-02[mid] ¦ SR_T_S05_S05_ID[DS:IDVC] | M | LV | MOM_Vacuum | Televac (gauge type 1) | SR_M | _A06_C73_76_ | 06-02 | mid | Televac CV gauge ID S05 | SR_T | _S05_ | S05_ID | DS:IDVC | televac CV IDVC S05 |  | S06:VGC1 |  | S05ID:CVG1 |  | 210136 | 06—63
SR_M_A06_C73_76_06-02[mid] ¦ SR_T_S05_S05_ID[DS:IDVC] | M | MV | MOM_Vacuum | Televac (gauge type 2) | SR_M | _A06_C73_76_ | 06-02 | mid | Televac CC gauge ID S05 | SR_T | _S05_ | S05_ID | DS:IDVC | televac CC IDVC S05 |  | S06:VGC1 |  | S05ID:CCG1 |  | 210137 | 06—63
SR_M_A06_C73_76_05-02[mid] ¦ SR_T_S05_S05_DLMA[A:GV1] | M | LV | MOM_Vacuum | YR52954 (SR valve) | SR_M | _A06_C73_76_ | 05-02 | mid | S05 us gate valve | SR_T | _S05_ | S05_DLMA | A:GV1 | us gate valve |  | S05:VVC1 |  | S05A:GV1 |  | 210138 | 05—59
SR_M_A06_C73_76_05-02[mid] ¦ SR_T_S05_S05_DLMB[B:GV1] | M | LV | MOM_Vacuum | YR52954 (SR valve) | SR_M | _A06_C73_76_ | 05-02 | mid | S05 ds gate valve | SR_T | _S05_ | S05_DLMB | B:GV1 | ds gate valve |  | S05:VVC1 |  | S05B:GV1 |  | 210139 | 05—59
SR_M_A06_C73_76_05-03[mid] ¦ SR_T_S05_S05_DLMA[A:GV1] | M | LV | MOM_Vacuum | YR52954 (SR valve) | SR_M | _A06_C73_76_ | 05-03 | mid | S05 us gate valve MPS | SR_T | _S05_ | S05_DLMA | A:GV1 | us gate valve MPS |  | S05:MPSL1 |  | S05A:GV1 |  | 210140 | 05—61
SR_M_A06_C73_76_05-03[mid] ¦ SR_T_S05_S05_DLMB[B:GV1] | M | LV | MOM_Vacuum | YR52954 (SR valve) | SR_M | _A06_C73_76_ | 05-03 | mid | S05 ds gate valve MPS | SR_T | _S05_ | S05_DLMB | B:GV1 | ds gate valve MPS |  | S05:MPSL1 |  | S05B:GV1 |  | 210141 | 05—61
SR_M_A06_C73_76_05-02[mid] ¦ SR_T_S05_S05_FODO[A:VC15] | M | MV | MOM_Vacuum | Turbo Controller | SR_M | _A06_C73_76_ | 05-02 | mid | S05 FODO ancillary Turbo Contoller | SR_T | _S05_ | S05_FODO | A:VC15 | S05 FODO ancillary turbo |  | S05-TPS:TPC1 |  | S05-TPS:TP1 |  | 210142 | 05—59
SR_M_A06_C73_76_05-02[mid] ¦ SR_T_S05_S05_FODO[A:VC15] | M | LV | MOM_Vacuum | YR52954 (SR valve) | SR_M | _A06_C73_76_ | 05-02 | mid | S05 FODO ancillary Turbo Contoller | SR_T | _S05_ | S05_FODO | A:VC15 | S05 FODO ancillary turbo gate valve |  | S05-TPS:TSC1 |  | S05-TPS:TGV1 |  | 210143 | 05—59
SR_M_A06_C73_76_05-02[mid] ¦ SR_T_S05_S05_FODO[A:VC15] | M | LV | MOM_Vacuum | YR52954 (SR valve) | SR_M | _A06_C73_76_ | 05-02 | mid | S05 FODO ancillary Turbo system backing valve | SR_T | _S05_ | S05_FODO | A:VC15 | S05 FODO ancillary turbo backing valve |  | S05-TPS:TSC1 |  | S05-TPS:BV1 |  | 210144 | 05—59
SR_M_A06_C73_76_05-02[mid] ¦ SR_T_S05_S05_FODO[A:VC15] | M | LV | MOM_Vacuum | Televac (gauge type 1) | SR_M | _A06_C73_76_ | 05-02 | mid | Televac CV gauge Turbo S05 | SR_T | _S05_ | S05_FODO | A:VC15 | televac CV Turbo gauge S05 |  | S05-TPS:VGC1 |  | S05-TPS:CVG1 |  | 210145 | 05—59
SR_M_A06_C73_76_05-02[mid] ¦ SR_T_S05_S05_FODO[A:VC15] | M | MV | MOM_Vacuum | Televac (gauge type 2) | SR_M | _A06_C73_76_ | 05-02 | mid | Televac CC gauge Turbo S05 | SR_T | _S05_ | S05_FODO | A:VC15 | televac CC turbo gauge S05 |  | S05-TPS:VGC1 |  | S05-TPS:CCG1 |  | 210146 | 05—59
[] ¦ [] | APS-U: 210147
SR_M_A06_C73_76_06-02[mid] ¦ SR_T_S06_S06_DLMA[A:VC3] | M | MV | MOM_Vacuum | YR48343 (pump) | SR_M | _A06_C73_76_ | 06-02 | mid | S06 ion pump 1 QPC 1 channel 1 on A:VC3 | SR_T | _S06_ | S06_DLMA | A:VC3 | Ion pump 1 |  | S06:IPC1 |  | S06:IP1 |  | 210148 | 06—62
SR_M_A06_C73_76_06-02[mid] ¦ SR_T_S06_S06_DLMA[A:VC6] | M | MV | MOM_Vacuum | YR48343 (pump) | SR_M | _A06_C73_76_ | 06-02 | mid | S06 ion pump 2 QPC 1 cahnnel 2 on A:VC6 | SR_T | _S06_ | S06_DLMA | A:VC6 | Ion pump 2 |  | S06:IPC1 |  | S06:IP2 |  | 210149 | 06—62
SR_M_A06_C73_76_06-02[mid] ¦ SR_T_S06_S06_DLMA[A:VC8] | M | MV | MOM_Vacuum | YR48343 (pump) | SR_M | _A06_C73_76_ | 06-02 | mid | S06 ion pump 3 QPC 1 channel 3 on A:VC8 | SR_T | _S06_ | S06_DLMA | A:VC8 | Ion pump 3 |  | S06:IPC1 |  | S06:IP3 |  | 210150 | 06—62
SR_M_A06_C73_76_06-02[mid] ¦ SR_T_S06_S06_QMQA[A:VC12] | M | MV | MOM_Vacuum | YR48343 (pump) | SR_M | _A06_C73_76_ | 06-02 | mid | S06 ion pump 4 QPC 1 channel 4 on A:VC12 | SR_T | _S06_ | S06_QMQA | A:VC12 | Ion pump 4 |  | S06:IPC1 |  | S06:IP4 |  | 210151 | 06—62
SR_M_A06_C73_76_06-02[mid] ¦ SR_T_S06_S06_FODO[A:VC15] | M | MV | MOM_Vacuum | YR48343 (pump) | SR_M | _A06_C73_76_ | 06-02 | mid | S06 ion pump 5 QPC 2 channel 1 on A:VC15 | SR_T | _S06_ | S06_FODO | A:VC15 | Ion pump 5 |  | S06:IPC2 |  | S06:IP5 |  | 210152 | 06—62
SR_M_A06_C73_76_06-02[mid] ¦ SR_T_S06_S06_QMQB[B:VC9] | M | MV | MOM_Vacuum | YR48343 (pump) | SR_M | _A06_C73_76_ | 06-02 | mid | S06 ion pump 6 QPC 2 channel 2 on B:VC9 | SR_T | _S06_ | S06_QMQB | B:VC9 | Ion pump 6 |  | S06:IPC2 |  | S06:IP6 |  | 210153 | 06—62
SR_M_A06_C73_76_06-02[mid] ¦ SR_T_S06_S06_DLMB[B:VC6] | M | MV | MOM_Vacuum | YR48343 (pump) | SR_M | _A06_C73_76_ | 06-02 | mid | S06 ion pump 7 QPC 2 channel 3 on B:VC6 | SR_T | _S06_ | S06_DLMB | B:VC6 | Ion pump 7 |  | S06:IPC2 |  | S06:IP7 |  | 210154 | 06—62
SR_M_A06_C73_76_06-02[mid] ¦ SR_T_S06_S06_DLMB[B:VC5] | M | MV | MOM_Vacuum | YR48343 (pump) | SR_M | _A06_C73_76_ | 06-02 | mid | S06 ion pump 8 QPC 2 channel 4 on B:VC5 | SR_T | _S06_ | S06_DLMB | B:VC5 | Ion pump 8 |  | S06:IPC2 |  | S06:IP8 |  | 210155 | 06—62
SR_M_A06_C73_76_06-02[mid] ¦ SR_T_S06_S06_DLMB[B:VC3] | M | MV | MOM_Vacuum | YR48343 (pump) | SR_M | _A06_C73_76_ | 06-02 | mid | S06 ion pump 9 MPC 1 channel 1 on B:VC3 | SR_T | _S06_ | S06_DLMB | B:VC3 | Ion pump 9 |  | S06:IPC3 |  | S06:IP9 |  | 210156 | 06—62
SR_M_A06_C73_76_06-02[mid] ¦ SR_T_S06_S06_ID[DS:IDVC] | M | MV | MOM_Vacuum | YR48343 (pump) | SR_M | _A06_C73_76_ | 06-02 | mid | S06 ion pump 10 MPC 2 channel 1 on us IDVC | SR_T | _S06_ | S06_ID | DS:IDVC | Ion pump 1 at ID |  | S06:IPC4 |  | S06ID:IP1 |  | 210157 | 06—62
SR_M_A06_C73_76_05-02[mid] ¦ SR_T_S06_S06_QMQB[B:VC9] | M | LV | MOM_Vacuum | Televac (gauge type 1) | SR_M | _A06_C73_76_ | 05-02 | mid | Televac CV gauge SR S06 | SR_T | _S06_ | S06_QMQB | B:VC9 | televac CV SR S06 |  | S05:VGC1 |  | S06:CVG1 |  | 210158 | 05—59
SR_M_A06_C73_76_05-02[mid] ¦ SR_T_S06_S06_QMQB[B:VC9] | M | MV | MOM_Vacuum | Televac (gauge type 2) | SR_M | _A06_C73_76_ | 05-02 | mid | Televac CC gauge SR S06 | SR_T | _S06_ | S06_QMQB | B:VC9 | televac CC SR S06 |  | S05:VGC1 |  | S06:CCG1 |  | 210159 | 05—59
SR_M_A06_C73_76_06-02[mid] ¦ SR_T_S06_S06_ID[DS:IDVC] | M | LV | MOM_Vacuum | Televac (gauge type 1) | SR_M | _A06_C73_76_ | 06-02 | mid | Televac CV gauge ID S06 | SR_T | _S06_ | S06_ID | DS:IDVC | televac CV IDVC S06 |  | S06:VGC1 |  | S06ID:CVG1 |  | 210160 | 06—63
SR_M_A06_C73_76_06-02[mid] ¦ SR_T_S06_S06_ID[DS:IDVC] | M | MV | MOM_Vacuum | Televac (gauge type 2) | SR_M | _A06_C73_76_ | 06-02 | mid | Televac CC gauge ID S06 | SR_T | _S06_ | S06_ID | DS:IDVC | televac CC IDVC S06 |  | S06:VGC1 |  | S06ID:CCG1 |  | 210161 | 06—63
SR_M_A06_C73_76_06-02[mid] ¦ SR_T_S06_S06_DLMA[A:GV1] | M | LV | MOM_Vacuum | YR52954 (SR valve) | SR_M | _A06_C73_76_ | 06-02 | mid | S06 us gate valve | SR_T | _S06_ | S06_DLMA | A:GV1 | us gate valve |  | S06:VVC1 |  | S06A:GV1 |  | 210162 | 06—63
SR_M_A06_C73_76_06-02[mid] ¦ SR_T_S06_S06_DLMB[B:GV1] | M | LV | MOM_Vacuum | YR52954 (SR valve) | SR_M | _A06_C73_76_ | 06-02 | mid | S06 ds gate valve | SR_T | _S06_ | S06_DLMB | B:GV1 | ds gate valve |  | S06:VVC1 |  | S06B:GV1 |  | 210163 | 06—63
SR_M_A06_C73_76_05-03[mid] ¦ SR_T_S06_S06_DLMA[A:GV1] | M | LV | MOM_Vacuum | YR52954 (SR valve) | SR_M | _A06_C73_76_ | 05-03 | mid | S06 us gate valve MPS | SR_T | _S06_ | S06_DLMA | A:GV1 | us gate valve MPS |  | S05:MPSL1 |  | S06A:GV1 |  | 210164 | 05—61
SR_M_A06_C73_76_05-03[mid] ¦ SR_T_S06_S06_DLMB[B:GV1] | M | LV | MOM_Vacuum | YR52954 (SR valve) | SR_M | _A06_C73_76_ | 05-03 | mid | S06 ds gate valve MPS | SR_T | _S06_ | S06_DLMB | B:GV1 | ds gate valve MPS |  | S05:MPSL1 |  | S06B:GV1 |  | 210165 | 05—61
SR_M_A06_C73_76_05-02[mid] ¦ SR_T_S06_S06_FODO[A:VC15] | M | MV | MOM_Vacuum | Turbo Controller | SR_M | _A06_C73_76_ | 05-02 | mid | S06 FODO ancillary Turbo Contoller | SR_T | _S06_ | S06_FODO | A:VC15 | S06 FODO ancillary turbo |  | S06-TPS:TPC1 |  | S06-TPS:TP1 |  | 210166 | 05—59
SR_M_A06_C73_76_05-02[mid] ¦ SR_T_S06_S06_FODO[A:VC15] | M | LV | MOM_Vacuum | YR52954 (SR valve) | SR_M | _A06_C73_76_ | 05-02 | mid | S06 FODO ancillary Turbo system Contoller | SR_T | _S06_ | S06_FODO | A:VC15 | S06 FODO ancillary turbo gate valve |  | S05-TPS:TSC1 |  | S06-TPS:TGV1 |  | 210167 | 05—59
SR_M_A06_C73_76_05-02[mid] ¦ SR_T_S06_S06_FODO[A:VC15] | M | LV | MOM_Vacuum | YR52954 (SR valve) | SR_M | _A06_C73_76_ | 05-02 | mid | S06 FODO ancillary Turbo system backing valve | SR_T | _S06_ | S06_FODO | A:VC15 | S06 FODO ancillary turbo backing valve |  | S05-TPS:TSC1 |  | S06-TPS:BV1 |  | 210168 | 05—59
SR_M_A06_C73_76_05-02[mid] ¦ SR_T_S06_S06_FODO[A:VC15] | M | LV | MOM_Vacuum | Televac (gauge type 1) | SR_M | _A06_C73_76_ | 05-02 | mid | Televac CV gauge Turbo S06 | SR_T | _S06_ | S06_FODO | A:VC15 | televac CV Turbo gauge S06 |  | S05-TPS:VGC1 |  | S06-TPS:CVG1 |  | 210169 | 05—59
SR_M_A06_C73_76_05-02[mid] ¦ SR_T_S06_S06_FODO[A:VC15] | M | MV | MOM_Vacuum | Televac (gauge type 2) | SR_M | _A06_C73_76_ | 05-02 | mid | Televac CC gauge Turbo S06 | SR_T | _S06_ | S06_FODO | A:VC15 | televac CC turbo gauge S06 |  | S05-TPS:VGC1 |  | S06-TPS:CCG1 |  | 210170 | 05—59
SR_M_A06_C73_76_05-02[mid] ¦ SR_T_S06_S06_FODO[A:VC15] | M | LV | MOM_Vacuum | Televac (gauge type 1) | SR_M | _A06_C73_76_ | 05-02 | mid | Televac CV gauge Rough S05-06 | SR_T | _S06_ | S06_FODO | A:VC15 | televac CV Rough gauge S05-06 |  | S05-TPS:VGC1 |  | S06-TPS:RP:CVG1 |  | 210171 | 05—59
SR_M_A06_C73_76_05-02[mid] ¦ SR_T_S06_S06_FODO[A:VC15] | M | MV | MOM_Vacuum | Televac (gauge type 2) | SR_M | _A06_C73_76_ | 05-02 | mid | Televac CC gauge Rough S05-06 | SR_T | _S06_ | S06_FODO | A:VC15 | televac CC Rough gauge S05-06 |  | S05-TPS:VGC1 |  | S06-TPS:RP:CCG1 |  | 210172 | 05—59
SR_M_A06_C73_76_05-02[mid] ¦ SR_U_U06_C73_76_05-06-ROUGH_PUMP[mid] | M | MV | MOM_Vacuum | Roughing Pump (by manufacturer) | SR_M | _A06_C73_76_ | 05-02 | mid | Turbo System Controller | SR_U | _U06_C73_76_ | 05-06-ROUGH_PUMP | mid | Roughing pump S05-06 |  | S05-TPS:TSC1 |  | S05-TPS:RP1 |  | 210173 | 05—59
[] ¦ [] | APS-U: 210174
SR_M_A08_C79_82_07-02[mid] ¦ SR_T_S07_S07_DLMA[A:VC3] | M | MV | MOM_Vacuum | YR48343 (pump) | SR_M | _A08_C79_82_ | 07-02 | mid | S07 ion pump 1 QPC 1 channel 1 on A:VC3 | SR_T | _S07_ | S07_DLMA | A:VC3 | Ion pump 1 |  | S07:IPC1 |  | S07:IP1 |  | 210175 | 07—60
SR_M_A08_C79_82_07-02[mid] ¦ SR_T_S07_S07_DLMA[A:VC6] | M | MV | MOM_Vacuum | YR48343 (pump) | SR_M | _A08_C79_82_ | 07-02 | mid | S07 ion pump 2 QPC 1 cahnnel 2 on A:VC6 | SR_T | _S07_ | S07_DLMA | A:VC6 | Ion pump 2 |  | S07:IPC1 |  | S07:IP2 |  | 210176 | 07—60
SR_M_A08_C79_82_07-02[mid] ¦ SR_T_S07_S07_DLMA[A:VC8] | M | MV | MOM_Vacuum | YR48343 (pump) | SR_M | _A08_C79_82_ | 07-02 | mid | S07 ion pump 3 QPC 1 channel 3 on A:VC8 | SR_T | _S07_ | S07_DLMA | A:VC8 | Ion pump 3 |  | S07:IPC1 |  | S07:IP3 |  | 210177 | 07—60
SR_M_A08_C79_82_07-02[mid] ¦ SR_T_S07_S07_QMQA[A:VC12] | M | MV | MOM_Vacuum | YR48343 (pump) | SR_M | _A08_C79_82_ | 07-02 | mid | S07 ion pump 4 QPC 1 channel 4 on A:VC12 | SR_T | _S07_ | S07_QMQA | A:VC12 | Ion pump 4 |  | S07:IPC1 |  | S07:IP4 |  | 210178 | 07—60
SR_M_A08_C79_82_07-02[mid] ¦ SR_T_S07_S07_FODO[A:VC15] | M | MV | MOM_Vacuum | YR48343 (pump) | SR_M | _A08_C79_82_ | 07-02 | mid | S07 ion pump 5 QPC 2 channel 1 on A:VC15 | SR_T | _S07_ | S07_FODO | A:VC15 | Ion pump 5 |  | S07:IPC2 |  | S07:IP5 |  | 210179 | 07—60
SR_M_A08_C79_82_07-02[mid] ¦ SR_T_S07_S07_QMQB[B:VC9] | M | MV | MOM_Vacuum | YR48343 (pump) | SR_M | _A08_C79_82_ | 07-02 | mid | S07 ion pump 6 QPC 2 channel 2 on B:VC9 | SR_T | _S07_ | S07_QMQB | B:VC9 | Ion pump 6 |  | S07:IPC2 |  | S07:IP6 |  | 210180 | 07—60
SR_M_A08_C79_82_07-02[mid] ¦ SR_T_S07_S07_DLMB[B:VC6] | M | MV | MOM_Vacuum | YR48343 (pump) | SR_M | _A08_C79_82_ | 07-02 | mid | S07 ion pump 7 QPC 2 channel 3 on B:VC6 | SR_T | _S07_ | S07_DLMB | B:VC6 | Ion pump 7 |  | S07:IPC2 |  | S07:IP7 |  | 210181 | 07—60
SR_M_A08_C79_82_07-02[mid] ¦ SR_T_S07_S07_DLMB[B:VC5] | M | MV | MOM_Vacuum | YR48343 (pump) | SR_M | _A08_C79_82_ | 07-02 | mid | S07 ion pump 8 QPC 2 channel 4 on B:VC5 | SR_T | _S07_ | S07_DLMB | B:VC5 | Ion pump 8 |  | S07:IPC2 |  | S07:IP8 |  | 210182 | 07—60
SR_M_A08_C79_82_07-02[mid] ¦ SR_T_S07_S07_DLMB[B:VC3] | M | MV | MOM_Vacuum | YR48343 (pump) | SR_M | _A08_C79_82_ | 07-02 | mid | S07 ion pump 9 MPC 1 channel 1 on B:VC3 | SR_T | _S07_ | S07_DLMB | B:VC3 | Ion pump 9 |  | S07:IPC3 |  | S07:IP9 |  | 210183 | 07—60
SR_M_A08_C79_82_07-02[mid] ¦ SR_T_S07_S07_ID[DS:IDVC] | M | MV | MOM_Vacuum | YR48343 (pump) | SR_M | _A08_C79_82_ | 07-02 | mid | S07 ion pump 10 MPC 2 channel 1 on us IDVC | SR_T | _S07_ | S07_ID | DS:IDVC | Ion pump 1 at ID |  | S07:IPC4 |  | S07ID:IP1 |  | 210184 | 07—60
SR_M_A08_C79_82_07-02[mid] ¦ SR_T_S07_S07_QMQB[B:VC9] | M | LV | MOM_Vacuum | Televac (gauge type 1) | SR_M | _A08_C79_82_ | 07-02 | mid | Televac CV gauge SR S07 | SR_T | _S07_ | S07_QMQB | B:VC9 | televac CV SR S07 |  | S07:VGC1 |  | S07:CVG1 |  | 210185 | 07—59
SR_M_A08_C79_82_07-02[mid] ¦ SR_T_S07_S07_QMQB[B:VC9] | M | MV | MOM_Vacuum | Televac (gauge type 2) | SR_M | _A08_C79_82_ | 07-02 | mid | Televac CC gauge SR S07 | SR_T | _S07_ | S07_QMQB | B:VC9 | televac CC SR S07 |  | S07:VGC1 |  | S07:CCG1 |  | 210186 | 07—59
SR_M_A08_C79_82_08-02[mid] ¦ SR_T_S07_S07_ID[DS:IDVC] | M | LV | MOM_Vacuum | Televac (gauge type 1) | SR_M | _A08_C79_82_ | 08-02 | mid | Televac CV gauge ID S07 | SR_T | _S07_ | S07_ID | DS:IDVC | televac CV IDVC S07 |  | S08:VGC1 |  | S07ID:CVG1 |  | 210187 | 08—63
SR_M_A08_C79_82_08-02[mid] ¦ SR_T_S07_S07_ID[DS:IDVC] | M | MV | MOM_Vacuum | Televac (gauge type 2) | SR_M | _A08_C79_82_ | 08-02 | mid | Televac CC gauge ID S07 | SR_T | _S07_ | S07_ID | DS:IDVC | televac CC IDVC S07 |  | S08:VGC1 |  | S07ID:CCG1 |  | 210188 | 08—63
SR_M_A08_C79_82_07-02[mid] ¦ SR_T_S07_S07_DLMA[A:GV1] | M | LV | MOM_Vacuum | YR52954 (SR valve) | SR_M | _A08_C79_82_ | 07-02 | mid | S07 us gate valve | SR_T | _S07_ | S07_DLMA | A:GV1 | us gate valve |  | S07:VVC1 |  | S07A:GV1 |  | 210189 | 07—59
SR_M_A08_C79_82_07-02[mid] ¦ SR_T_S07_S07_DLMB[B:GV1] | M | LV | MOM_Vacuum | YR52954 (SR valve) | SR_M | _A08_C79_82_ | 07-02 | mid | S07 ds gate valve | SR_T | _S07_ | S07_DLMB | B:GV1 | ds gate valve |  | S07:VVC1 |  | S07B:GV1 |  | 210190 | 07—59
SR_M_A08_C79_82_07-03[mid] ¦ SR_T_S07_S07_DLMA[A:GV1] | M | LV | MOM_Vacuum | YR52954 (SR valve) | SR_M | _A08_C79_82_ | 07-03 | mid | S07 us gate valve MPS | SR_T | _S07_ | S07_DLMA | A:GV1 | us gate valve MPS |  | S07:MPSL1 |  | S07A:GV1 |  | 210191 | 07—61
SR_M_A08_C79_82_07-03[mid] ¦ SR_T_S07_S07_DLMB[B:GV1] | M | LV | MOM_Vacuum | YR52954 (SR valve) | SR_M | _A08_C79_82_ | 07-03 | mid | S07 ds gate valve MPS | SR_T | _S07_ | S07_DLMB | B:GV1 | ds gate valve MPS |  | S07:MPSL1 |  | S07B:GV1 |  | 210192 | 07—61
SR_M_A08_C79_82_07-02[mid] ¦ SR_T_S07_S07_FODO[A:VC15] | M | MV | MOM_Vacuum | Turbo Controller | SR_M | _A08_C79_82_ | 07-02 | mid | S07 FODO ancillary Turbo Contoller | SR_T | _S07_ | S07_FODO | A:VC15 | S07 FODO ancillary turbo |  | S07-TPS:TPC1 |  | S07-TPS:TP1 |  | 210193 | 07—59
SR_M_A08_C79_82_07-02[mid] ¦ SR_T_S07_S07_FODO[A:VC15] | M | LV | MOM_Vacuum | YR52954 (SR valve) | SR_M | _A08_C79_82_ | 07-02 | mid | S07 FODO ancillary Turbo Contoller | SR_T | _S07_ | S07_FODO | A:VC15 | S07 FODO ancillary turbo gate valve |  | S07-TPS:TSC1 |  | S07-TPS:TGV1 |  | 210194 | 07—59
SR_M_A08_C79_82_07-02[mid] ¦ SR_T_S07_S07_FODO[A:VC15] | M | LV | MOM_Vacuum | YR52954 (SR valve) | SR_M | _A08_C79_82_ | 07-02 | mid | S07 FODO ancillary Turbo system backing valve | SR_T | _S07_ | S07_FODO | A:VC15 | S07 FODO ancillary turbo backing valve |  | S07-TPS:TSC1 |  | S07-TPS:BV1 |  | 210195 | 07—59
SR_M_A08_C79_82_07-02[mid] ¦ SR_T_S07_S07_FODO[A:VC15] | M | LV | MOM_Vacuum | Televac (gauge type 1) | SR_M | _A08_C79_82_ | 07-02 | mid | Televac CV gauge Turbo S07 | SR_T | _S07_ | S07_FODO | A:VC15 | televac CV Turbo gauge S07 |  | S07-TPS:VGC1 |  | S07-TPS:CVG1 |  | 210196 | 07—59
SR_M_A08_C79_82_07-02[mid] ¦ SR_T_S07_S07_FODO[A:VC15] | M | MV | MOM_Vacuum | Televac (gauge type 2) | SR_M | _A08_C79_82_ | 07-02 | mid | Televac CC gauge Turbo S07 | SR_T | _S07_ | S07_FODO | A:VC15 | televac CC turbo gauge S07 |  | S07-TPS:VGC1 |  | S07-TPS:CCG1 |  | 210197 | 07—59
[] ¦ [] | APS-U: 210198
SR_M_A08_C79_82_08-02[mid] ¦ SR_T_S08_S08_DLMA[A:VC3] | M | MV | MOM_Vacuum | YR48343 (pump) | SR_M | _A08_C79_82_ | 08-02 | mid | S08 ion pump 1 QPC 1 channel 1 on A:VC3 | SR_T | _S08_ | S08_DLMA | A:VC3 | Ion pump 1 |  | S08:IPC1 |  | S08:IP1 |  | 210199 | 08—62
SR_M_A08_C79_82_08-02[mid] ¦ SR_T_S08_S08_DLMA[A:VC6] | M | MV | MOM_Vacuum | YR48343 (pump) | SR_M | _A08_C79_82_ | 08-02 | mid | S08 ion pump 2 QPC 1 cahnnel 2 on A:VC6 | SR_T | _S08_ | S08_DLMA | A:VC6 | Ion pump 2 |  | S08:IPC1 |  | S08:IP2 |  | 210200 | 08—62
SR_M_A08_C79_82_08-02[mid] ¦ SR_T_S08_S08_DLMA[A:VC8] | M | MV | MOM_Vacuum | YR48343 (pump) | SR_M | _A08_C79_82_ | 08-02 | mid | S08 ion pump 3 QPC 1 channel 3 on A:VC8 | SR_T | _S08_ | S08_DLMA | A:VC8 | Ion pump 3 |  | S08:IPC1 |  | S08:IP3 |  | 210201 | 08—62
SR_M_A08_C79_82_08-02[mid] ¦ SR_T_S08_S08_QMQA[A:VC12] | M | MV | MOM_Vacuum | YR48343 (pump) | SR_M | _A08_C79_82_ | 08-02 | mid | S08 ion pump 4 QPC 1 channel 4 on A:VC12 | SR_T | _S08_ | S08_QMQA | A:VC12 | Ion pump 4 |  | S08:IPC1 |  | S08:IP4 |  | 210202 | 08—62
SR_M_A08_C79_82_08-02[mid] ¦ SR_T_S08_S08_FODO[A:VC15] | M | MV | MOM_Vacuum | YR48343 (pump) | SR_M | _A08_C79_82_ | 08-02 | mid | S08 ion pump 5 QPC 2 channel 1 on A:VC15 | SR_T | _S08_ | S08_FODO | A:VC15 | Ion pump 5 |  | S08:IPC2 |  | S08:IP5 |  | 210203 | 08—62
SR_M_A08_C79_82_08-02[mid] ¦ SR_T_S08_S08_QMQB[B:VC9] | M | MV | MOM_Vacuum | YR48343 (pump) | SR_M | _A08_C79_82_ | 08-02 | mid | S08 ion pump 6 QPC 2 channel 2 on B:VC9 | SR_T | _S08_ | S08_QMQB | B:VC9 | Ion pump 6 |  | S08:IPC2 |  | S08:IP6 |  | 210204 | 08—62
SR_M_A08_C79_82_08-02[mid] ¦ SR_T_S08_S08_DLMB[B:VC6] | M | MV | MOM_Vacuum | YR48343 (pump) | SR_M | _A08_C79_82_ | 08-02 | mid | S08 ion pump 7 QPC 2 channel 3 on B:VC6 | SR_T | _S08_ | S08_DLMB | B:VC6 | Ion pump 7 |  | S08:IPC2 |  | S08:IP7 |  | 210205 | 08—62
SR_M_A08_C79_82_08-02[mid] ¦ SR_T_S08_S08_DLMB[B:VC5] | M | MV | MOM_Vacuum | YR48343 (pump) | SR_M | _A08_C79_82_ | 08-02 | mid | S08 ion pump 8 QPC 2 channel 4 on B:VC5 | SR_T | _S08_ | S08_DLMB | B:VC5 | Ion pump 8 |  | S08:IPC2 |  | S08:IP8 |  | 210206 | 08—62
SR_M_A08_C79_82_08-02[mid] ¦ SR_T_S08_S08_DLMB[B:VC3] | M | MV | MOM_Vacuum | YR48343 (pump) | SR_M | _A08_C79_82_ | 08-02 | mid | S08 ion pump 9 MPC 1 channel 1 on B:VC3 | SR_T | _S08_ | S08_DLMB | B:VC3 | Ion pump 9 |  | S08:IPC3 |  | S08:IP9 |  | 210207 | 08—62
SR_M_A08_C79_82_08-02[mid] ¦ SR_T_S08_S08_ID[DS:IDVC] | M | MV | MOM_Vacuum | YR48343 (pump) | SR_M | _A08_C79_82_ | 08-02 | mid | S08 ion pump 10 MPC 2 channel 1 on us IDVC | SR_T | _S08_ | S08_ID | DS:IDVC | Ion pump 1 at ID |  | S08:IPC4 |  | S08ID:IP1 |  | 210208 | 08—62
SR_M_A08_C79_82_07-02[mid] ¦ SR_T_S08_S08_QMQB[B:VC9] | M | LV | MOM_Vacuum | Televac (gauge type 1) | SR_M | _A08_C79_82_ | 07-02 | mid | Televac CV gauge SR S08 | SR_T | _S08_ | S08_QMQB | B:VC9 | televac CV SR S08 |  | S07:VGC1 |  | S08:CVG1 |  | 210209 | 07—59
SR_M_A08_C79_82_07-02[mid] ¦ SR_T_S08_S08_QMQB[B:VC9] | M | MV | MOM_Vacuum | Televac (gauge type 2) | SR_M | _A08_C79_82_ | 07-02 | mid | Televac CC gauge SR S08 | SR_T | _S08_ | S08_QMQB | B:VC9 | televac CC SR S08 |  | S07:VGC1 |  | S08:CCG1 |  | 210210 | 07—59
SR_M_A08_C79_82_08-02[mid] ¦ SR_T_S08_S08_ID[DS:IDVC] | M | LV | MOM_Vacuum | Televac (gauge type 1) | SR_M | _A08_C79_82_ | 08-02 | mid | Televac CV gauge ID S08 | SR_T | _S08_ | S08_ID | DS:IDVC | televac CV IDVC S08 |  | S08:VGC1 |  | S08ID:CVG1 |  | 210211 | 08—63
SR_M_A08_C79_82_08-02[mid] ¦ SR_T_S08_S08_ID[DS:IDVC] | M | MV | MOM_Vacuum | Televac (gauge type 2) | SR_M | _A08_C79_82_ | 08-02 | mid | Televac CC gauge ID S08 | SR_T | _S08_ | S08_ID | DS:IDVC | televac CC IDVC S08 |  | S08:VGC1 |  | S08ID:CCG1 |  | 210212 | 08—63
SR_M_A08_C79_82_08-02[mid] ¦ SR_T_S08_S08_DLMA[A:GV1] | M | LV | MOM_Vacuum | YR52954 (SR valve) | SR_M | _A08_C79_82_ | 08-02 | mid | S08 us gate valve | SR_T | _S08_ | S08_DLMA | A:GV1 | us gate valve |  | S08:VVC1 |  | S08A:GV1 |  | 210213 | 08—63
SR_M_A08_C79_82_08-02[mid] ¦ SR_T_S08_S08_DLMB[B:GV1] | M | LV | MOM_Vacuum | YR52954 (SR valve) | SR_M | _A08_C79_82_ | 08-02 | mid | S08 ds gate valve | SR_T | _S08_ | S08_DLMB | B:GV1 | ds gate valve |  | S08:VVC1 |  | S08B:GV1 |  | 210214 | 08—63
SR_M_A08_C79_82_07-03[mid] ¦ SR_T_S08_S08_DLMA[A:GV1] | M | LV | MOM_Vacuum | YR52954 (SR valve) | SR_M | _A08_C79_82_ | 07-03 | mid | S08 us gate valve MPS | SR_T | _S08_ | S08_DLMA | A:GV1 | us gate valve MPS |  | S07:MPSL1 |  | S08A:GV1 |  | 210215 | 07—61
SR_M_A08_C79_82_07-03[mid] ¦ SR_T_S08_S08_DLMB[B:GV1] | M | LV | MOM_Vacuum | YR52954 (SR valve) | SR_M | _A08_C79_82_ | 07-03 | mid | S08 ds gate valve MPS | SR_T | _S08_ | S08_DLMB | B:GV1 | ds gate valve MPS |  | S07:MPSL1 |  | S08B:GV1 |  | 210216 | 07—61
SR_M_A08_C79_82_07-02[mid] ¦ SR_T_S08_S08_FODO[A:VC15] | M | MV | MOM_Vacuum | Turbo Controller | SR_M | _A08_C79_82_ | 07-02 | mid | S08 FODO ancillary Turbo Contoller | SR_T | _S08_ | S08_FODO | A:VC15 | S08 FODO ancillary turbo |  | S08-TPS:TPC1 |  | S08-TPS:TP1 |  | 210217 | 07—59
SR_M_A08_C79_82_07-02[mid] ¦ SR_T_S08_S08_FODO[A:VC15] | M | LV | MOM_Vacuum | YR52954 (SR valve) | SR_M | _A08_C79_82_ | 07-02 | mid | S08 FODO ancillary Turbo system Contoller | SR_T | _S08_ | S08_FODO | A:VC15 | S08 FODO ancillary turbo gate valve |  | S07-TPS:TSC1 |  | S08-TPS:TGV1 |  | 210218 | 07—59
SR_M_A08_C79_82_07-02[mid] ¦ SR_T_S08_S08_FODO[A:VC15] | M | LV | MOM_Vacuum | YR52954 (SR valve) | SR_M | _A08_C79_82_ | 07-02 | mid | S08 FODO ancillary Turbo system backing valve | SR_T | _S08_ | S08_FODO | A:VC15 | S08 FODO ancillary turbo backing valve |  | S07-TPS:TSC1 |  | S08-TPS:BV1 |  | 210219 | 07—59
SR_M_A08_C79_82_07-02[mid] ¦ SR_T_S08_S08_FODO[A:VC15] | M | LV | MOM_Vacuum | Televac (gauge type 1) | SR_M | _A08_C79_82_ | 07-02 | mid | Televac CV gauge Turbo S08 | SR_T | _S08_ | S08_FODO | A:VC15 | televac CV Turbo gauge S08 |  | S07-TPS:VGC1 |  | S08-TPS:CVG1 |  | 210220 | 07—59
SR_M_A08_C79_82_07-02[mid] ¦ SR_T_S08_S08_FODO[A:VC15] | M | MV | MOM_Vacuum | Televac (gauge type 2) | SR_M | _A08_C79_82_ | 07-02 | mid | Televac CC gauge Turbo S08 | SR_T | _S08_ | S08_FODO | A:VC15 | televac CC turbo gauge S08 |  | S07-TPS:VGC1 |  | S08-TPS:CCG1 |  | 210221 | 07—59
SR_M_A08_C79_82_07-02[mid] ¦ SR_T_S08_S08_FODO[A:VC15] | M | LV | MOM_Vacuum | Televac (gauge type 1) | SR_M | _A08_C79_82_ | 07-02 | mid | Televac CV gauge Rough S07-08 | SR_T | _S08_ | S08_FODO | A:VC15 | televac CV Rough gauge S07-08 |  | S07-TPS:VGC1 |  | S08-TPS:RP:CVG1 |  | 210222 | 07—59
SR_M_A08_C79_82_07-02[mid] ¦ SR_T_S08_S08_FODO[A:VC15] | M | MV | MOM_Vacuum | Televac (gauge type 2) | SR_M | _A08_C79_82_ | 07-02 | mid | Televac CC gauge Rough S07-08 | SR_T | _S08_ | S08_FODO | A:VC15 | televac CC Rough gauge S07-08 |  | S07-TPS:VGC1 |  | S08-TPS:RP:CCG1 |  | 210223 | 07—59
SR_M_A08_C79_82_07-02[mid] ¦ SR_U_U07_C76_79_07-08-ROUGH_PUMP[mid] | M | MV | MOM_Vacuum | Roughing Pump (by manufacturer) | SR_M | _A08_C79_82_ | 07-02 | mid | Turbo System Controller | SR_U | _U07_C76_79_ | 07-08-ROUGH_PUMP | mid | Roughing pump S07-08 |  | S07-TPS:TSC1 |  | S07-TPS:RP1 |  | 210224 | 07—59
[] ¦ [] | APS-U: 210225
SR_M_A10_C85_88_09-02[mid] ¦ SR_T_S09_S09_DLMA[A:VC3] | M | MV | MOM_Vacuum | YR48343 (pump) | SR_M | _A10_C85_88_ | 09-02 | mid | S09 ion pump 1 QPC 1 channel 1 on A:VC3 | SR_T | _S09_ | S09_DLMA | A:VC3 | Ion pump 1 |  | S09:IPC1 |  | S09:IP1 |  | 210226 | 09—60
SR_M_A10_C85_88_09-02[mid] ¦ SR_T_S09_S09_DLMA[A:VC6] | M | MV | MOM_Vacuum | YR48343 (pump) | SR_M | _A10_C85_88_ | 09-02 | mid | S09 ion pump 2 QPC 1 cahnnel 2 on A:VC6 | SR_T | _S09_ | S09_DLMA | A:VC6 | Ion pump 2 |  | S09:IPC1 |  | S09:IP2 |  | 210227 | 09—60
SR_M_A10_C85_88_09-02[mid] ¦ SR_T_S09_S09_DLMA[A:VC8] | M | MV | MOM_Vacuum | YR48343 (pump) | SR_M | _A10_C85_88_ | 09-02 | mid | S09 ion pump 3 QPC 1 channel 3 on A:VC8 | SR_T | _S09_ | S09_DLMA | A:VC8 | Ion pump 3 |  | S09:IPC1 |  | S09:IP3 |  | 210228 | 09—60
SR_M_A10_C85_88_09-02[mid] ¦ SR_T_S09_S09_QMQA[A:VC12] | M | MV | MOM_Vacuum | YR48343 (pump) | SR_M | _A10_C85_88_ | 09-02 | mid | S09 ion pump 4 QPC 1 channel 4 on A:VC12 | SR_T | _S09_ | S09_QMQA | A:VC12 | Ion pump 4 |  | S09:IPC1 |  | S09:IP4 |  | 210229 | 09—60
SR_M_A10_C85_88_09-02[mid] ¦ SR_T_S09_S09_FODO[A:VC15] | M | MV | MOM_Vacuum | YR48343 (pump) | SR_M | _A10_C85_88_ | 09-02 | mid | S09 ion pump 5 QPC 2 channel 1 on A:VC15 | SR_T | _S09_ | S09_FODO | A:VC15 | Ion pump 5 |  | S09:IPC2 |  | S09:IP5 |  | 210230 | 09—60
SR_M_A10_C85_88_09-02[mid] ¦ SR_T_S09_S09_QMQB[B:VC9] | M | MV | MOM_Vacuum | YR48343 (pump) | SR_M | _A10_C85_88_ | 09-02 | mid | S09 ion pump 6 QPC 2 channel 2 on B:VC9 | SR_T | _S09_ | S09_QMQB | B:VC9 | Ion pump 6 |  | S09:IPC2 |  | S09:IP6 |  | 210231 | 09—60
SR_M_A10_C85_88_09-02[mid] ¦ SR_T_S09_S09_DLMB[B:VC6] | M | MV | MOM_Vacuum | YR48343 (pump) | SR_M | _A10_C85_88_ | 09-02 | mid | S09 ion pump 7 QPC 2 channel 3 on B:VC6 | SR_T | _S09_ | S09_DLMB | B:VC6 | Ion pump 7 |  | S09:IPC2 |  | S09:IP7 |  | 210232 | 09—60
SR_M_A10_C85_88_09-02[mid] ¦ SR_T_S09_S09_DLMB[B:VC5] | M | MV | MOM_Vacuum | YR48343 (pump) | SR_M | _A10_C85_88_ | 09-02 | mid | S09 ion pump 8 QPC 2 channel 4 on B:VC5 | SR_T | _S09_ | S09_DLMB | B:VC5 | Ion pump 8 |  | S09:IPC2 |  | S09:IP8 |  | 210233 | 09—60
SR_M_A10_C85_88_09-02[mid] ¦ SR_T_S09_S09_DLMB[B:VC3] | M | MV | MOM_Vacuum | YR48343 (pump) | SR_M | _A10_C85_88_ | 09-02 | mid | S09 ion pump 9 MPC 1 channel 1 on B:VC3 | SR_T | _S09_ | S09_DLMB | B:VC3 | Ion pump 9 |  | S09:IPC3 |  | S09:IP9 |  | 210234 | 09—60
SR_M_A10_C85_88_09-02[mid] ¦ SR_T_S09_S09_ID[DS:IDVC] | M | MV | MOM_Vacuum | YR48343 (pump) | SR_M | _A10_C85_88_ | 09-02 | mid | S09 ion pump 10 MPC 2 channel 1 on us IDVC | SR_T | _S09_ | S09_ID | DS:IDVC | Ion pump 1 at ID |  | S09:IPC4 |  | S09ID:IP1 |  | 210235 | 09—60
SR_M_A10_C85_88_09-02[mid] ¦ SR_T_S09_S09_QMQB[B:VC9] | M | LV | MOM_Vacuum | Televac (gauge type 1) | SR_M | _A10_C85_88_ | 09-02 | mid | Televac CV gauge SR S09 | SR_T | _S09_ | S09_QMQB | B:VC9 | televac CV SR S09 |  | S09:VGC1 |  | S09:CVG1 |  | 210236 | 09—59
SR_M_A10_C85_88_09-02[mid] ¦ SR_T_S09_S09_QMQB[B:VC9] | M | MV | MOM_Vacuum | Televac (gauge type 2) | SR_M | _A10_C85_88_ | 09-02 | mid | Televac CC gauge SR S09 | SR_T | _S09_ | S09_QMQB | B:VC9 | televac CC SR S09 |  | S09:VGC1 |  | S09:CCG1 |  | 210237 | 09—59
SR_M_A10_C85_88_10-02[mid] ¦ SR_T_S09_S09_ID[DS:IDVC] | M | LV | MOM_Vacuum | Televac (gauge type 1) | SR_M | _A10_C85_88_ | 10-02 | mid | Televac CV gauge ID S09 | SR_T | _S09_ | S09_ID | DS:IDVC | televac CV IDVC S09 |  | S10:VGC1 |  | S09ID:CVG1 |  | 210238 | 10—63
SR_M_A10_C85_88_10-02[mid] ¦ SR_T_S09_S09_ID[DS:IDVC] | M | MV | MOM_Vacuum | Televac (gauge type 2) | SR_M | _A10_C85_88_ | 10-02 | mid | Televac CC gauge ID S09 | SR_T | _S09_ | S09_ID | DS:IDVC | televac CC IDVC S09 |  | S10:VGC1 |  | S09ID:CCG1 |  | 210239 | 10—63
SR_M_A10_C85_88_09-02[mid] ¦ SR_T_S09_S09_DLMA[A:GV1] | M | LV | MOM_Vacuum | YR52954 (SR valve) | SR_M | _A10_C85_88_ | 09-02 | mid | S09 us gate valve | SR_T | _S09_ | S09_DLMA | A:GV1 | us gate valve |  | S09:VVC1 |  | S09A:GV1 |  | 210240 | 09—59
SR_M_A10_C85_88_09-02[mid] ¦ SR_T_S09_S09_DLMB[B:GV1] | M | LV | MOM_Vacuum | YR52954 (SR valve) | SR_M | _A10_C85_88_ | 09-02 | mid | S09 ds gate valve | SR_T | _S09_ | S09_DLMB | B:GV1 | ds gate valve |  | S09:VVC1 |  | S09B:GV1 |  | 210241 | 09—59
SR_M_A10_C85_88_09-03[mid] ¦ SR_T_S09_S09_DLMA[A:GV1] | M | LV | MOM_Vacuum | YR52954 (SR valve) | SR_M | _A10_C85_88_ | 09-03 | mid | S09 us gate valve MPS | SR_T | _S09_ | S09_DLMA | A:GV1 | us gate valve MPS |  | S09:MPSL1 |  | S09A:GV1 |  | 210242 | 09—61
SR_M_A10_C85_88_09-03[mid] ¦ SR_T_S09_S09_DLMB[B:GV1] | M | LV | MOM_Vacuum | YR52954 (SR valve) | SR_M | _A10_C85_88_ | 09-03 | mid | S09 ds gate valve MPS | SR_T | _S09_ | S09_DLMB | B:GV1 | ds gate valve MPS |  | S09:MPSL1 |  | S09B:GV1 |  | 210243 | 09—61
SR_M_A10_C85_88_09-02[mid] ¦ SR_T_S09_S09_FODO[A:VC15] | M | MV | MOM_Vacuum | Turbo Controller | SR_M | _A10_C85_88_ | 09-02 | mid | S09 FODO ancillary Turbo Contoller | SR_T | _S09_ | S09_FODO | A:VC15 | S09 FODO ancillary turbo |  | S09-TPS:TPC1 |  | S09-TPS:TP1 |  | 210244 | 09—59
SR_M_A10_C85_88_09-02[mid] ¦ SR_T_S09_S09_FODO[A:VC15] | M | LV | MOM_Vacuum | YR52954 (SR valve) | SR_M | _A10_C85_88_ | 09-02 | mid | S09 FODO ancillary Turbo Contoller | SR_T | _S09_ | S09_FODO | A:VC15 | S09 FODO ancillary turbo gate valve |  | S09-TPS:TSC1 |  | S09-TPS:TGV1 |  | 210245 | 09—59
SR_M_A10_C85_88_09-02[mid] ¦ SR_T_S09_S09_FODO[A:VC15] | M | LV | MOM_Vacuum | YR52954 (SR valve) | SR_M | _A10_C85_88_ | 09-02 | mid | S09 FODO ancillary Turbo system backing valve | SR_T | _S09_ | S09_FODO | A:VC15 | S09 FODO ancillary turbo backing valve |  | S09-TPS:TSC1 |  | S09-TPS:BV1 |  | 210246 | 09—59
SR_M_A10_C85_88_09-02[mid] ¦ SR_T_S09_S09_FODO[A:VC15] | M | LV | MOM_Vacuum | Televac (gauge type 1) | SR_M | _A10_C85_88_ | 09-02 | mid | Televac CV gauge Turbo S09 | SR_T | _S09_ | S09_FODO | A:VC15 | televac CV Turbo gauge S09 |  | S09-TPS:VGC1 |  | S09-TPS:CVG1 |  | 210247 | 09—59
SR_M_A10_C85_88_09-02[mid] ¦ SR_T_S09_S09_FODO[A:VC15] | M | MV | MOM_Vacuum | Televac (gauge type 2) | SR_M | _A10_C85_88_ | 09-02 | mid | Televac CC gauge Turbo S09 | SR_T | _S09_ | S09_FODO | A:VC15 | televac CC turbo gauge S09 |  | S09-TPS:VGC1 |  | S09-TPS:CCG1 |  | 210248 | 09—59
[] ¦ [] | APS-U: 210249
SR_M_A10_C85_88_10-02[mid] ¦ SR_T_S10_S10_DLMA[A:VC3] | M | MV | MOM_Vacuum | YR48343 (pump) | SR_M | _A10_C85_88_ | 10-02 | mid | S10 ion pump 1 QPC 1 channel 1 on A:VC3 | SR_T | _S10_ | S10_DLMA | A:VC3 | Ion pump 1 |  | S10:IPC1 |  | S10:IP1 |  | 210250 | 10—62
SR_M_A10_C85_88_10-02[mid] ¦ SR_T_S10_S10_DLMA[A:VC6] | M | MV | MOM_Vacuum | YR48343 (pump) | SR_M | _A10_C85_88_ | 10-02 | mid | S10 ion pump 2 QPC 1 cahnnel 2 on A:VC6 | SR_T | _S10_ | S10_DLMA | A:VC6 | Ion pump 2 |  | S10:IPC1 |  | S10:IP2 |  | 210251 | 10—62
SR_M_A10_C85_88_10-02[mid] ¦ SR_T_S10_S10_DLMA[A:VC8] | M | MV | MOM_Vacuum | YR48343 (pump) | SR_M | _A10_C85_88_ | 10-02 | mid | S10 ion pump 3 QPC 1 channel 3 on A:VC8 | SR_T | _S10_ | S10_DLMA | A:VC8 | Ion pump 3 |  | S10:IPC1 |  | S10:IP3 |  | 210252 | 10—62
SR_M_A10_C85_88_10-02[mid] ¦ SR_T_S10_S10_QMQA[A:VC12] | M | MV | MOM_Vacuum | YR48343 (pump) | SR_M | _A10_C85_88_ | 10-02 | mid | S10 ion pump 4 QPC 1 channel 4 on A:VC12 | SR_T | _S10_ | S10_QMQA | A:VC12 | Ion pump 4 |  | S10:IPC1 |  | S10:IP4 |  | 210253 | 10—62
SR_M_A10_C85_88_10-02[mid] ¦ SR_T_S10_S10_FODO[A:VC15] | M | MV | MOM_Vacuum | YR48343 (pump) | SR_M | _A10_C85_88_ | 10-02 | mid | S10 ion pump 5 QPC 2 channel 1 on A:VC15 | SR_T | _S10_ | S10_FODO | A:VC15 | Ion pump 5 |  | S10:IPC2 |  | S10:IP5 |  | 210254 | 10—62
SR_M_A10_C85_88_10-02[mid] ¦ SR_T_S10_S10_QMQB[B:VC9] | M | MV | MOM_Vacuum | YR48343 (pump) | SR_M | _A10_C85_88_ | 10-02 | mid | S10 ion pump 6 QPC 2 channel 2 on B:VC9 | SR_T | _S10_ | S10_QMQB | B:VC9 | Ion pump 6 |  | S10:IPC2 |  | S10:IP6 |  | 210255 | 10—62
SR_M_A10_C85_88_10-02[mid] ¦ SR_T_S10_S10_DLMB[B:VC6] | M | MV | MOM_Vacuum | YR48343 (pump) | SR_M | _A10_C85_88_ | 10-02 | mid | S10 ion pump 7 QPC 2 channel 3 on B:VC6 | SR_T | _S10_ | S10_DLMB | B:VC6 | Ion pump 7 |  | S10:IPC2 |  | S10:IP7 |  | 210256 | 10—62
SR_M_A10_C85_88_10-02[mid] ¦ SR_T_S10_S10_DLMB[B:VC5] | M | MV | MOM_Vacuum | YR48343 (pump) | SR_M | _A10_C85_88_ | 10-02 | mid | S10 ion pump 8 QPC 2 channel 4 on B:VC5 | SR_T | _S10_ | S10_DLMB | B:VC5 | Ion pump 8 |  | S10:IPC2 |  | S10:IP8 |  | 210257 | 10—62
SR_M_A10_C85_88_10-02[mid] ¦ SR_T_S10_S10_DLMB[B:VC3] | M | MV | MOM_Vacuum | YR48343 (pump) | SR_M | _A10_C85_88_ | 10-02 | mid | S10 ion pump 9 MPC 1 channel 1 on B:VC3 | SR_T | _S10_ | S10_DLMB | B:VC3 | Ion pump 9 |  | S10:IPC3 |  | S10:IP9 |  | 210258 | 10—62
SR_M_A10_C85_88_10-02[mid] ¦ SR_T_S10_S10_ID[DS:IDVC] | M | MV | MOM_Vacuum | YR48343 (pump) | SR_M | _A10_C85_88_ | 10-02 | mid | S10 ion pump 10 MPC 2 channel 1 on us IDVC | SR_T | _S10_ | S10_ID | DS:IDVC | Ion pump 1 at ID |  | S10:IPC4 |  | S10ID:IP1 |  | 210259 | 10—62
SR_M_A10_C85_88_09-02[mid] ¦ SR_T_S10_S10_QMQB[B:VC9] | M | LV | MOM_Vacuum | Televac (gauge type 1) | SR_M | _A10_C85_88_ | 09-02 | mid | Televac CV gauge SR S10 | SR_T | _S10_ | S10_QMQB | B:VC9 | televac CV SR S10 |  | S09:VGC1 |  | S10:CVG1 |  | 210260 | 09—59
SR_M_A10_C85_88_09-02[mid] ¦ SR_T_S10_S10_QMQB[B:VC9] | M | MV | MOM_Vacuum | Televac (gauge type 2) | SR_M | _A10_C85_88_ | 09-02 | mid | Televac CC gauge SR S10 | SR_T | _S10_ | S10_QMQB | B:VC9 | televac CC SR S10 |  | S09:VGC1 |  | S10:CCG1 |  | 210261 | 09—59
SR_M_A10_C85_88_10-02[mid] ¦ SR_T_S10_S10_ID[DS:IDVC] | M | LV | MOM_Vacuum | Televac (gauge type 1) | SR_M | _A10_C85_88_ | 10-02 | mid | Televac CV gauge ID S10 | SR_T | _S10_ | S10_ID | DS:IDVC | televac CV IDVC S10 |  | S10:VGC1 |  | S10ID:CVG1 |  | 210262 | 10—63
SR_M_A10_C85_88_10-02[mid] ¦ SR_T_S10_S10_ID[DS:IDVC] | M | MV | MOM_Vacuum | Televac (gauge type 2) | SR_M | _A10_C85_88_ | 10-02 | mid | Televac CC gauge ID S10 | SR_T | _S10_ | S10_ID | DS:IDVC | televac CC IDVC S10 |  | S10:VGC1 |  | S10ID:CCG1 |  | 210263 | 10—63
SR_M_A10_C85_88_10-02[mid] ¦ SR_T_S10_S10_DLMA[A:GV1] | M | LV | MOM_Vacuum | YR52954 (SR valve) | SR_M | _A10_C85_88_ | 10-02 | mid | S10 us gate valve | SR_T | _S10_ | S10_DLMA | A:GV1 | us gate valve |  | S10:VVC1 |  | S10A:GV1 |  | 210264 | 10—63
SR_M_A10_C85_88_10-02[mid] ¦ SR_T_S10_S10_DLMB[B:GV1] | M | LV | MOM_Vacuum | YR52954 (SR valve) | SR_M | _A10_C85_88_ | 10-02 | mid | S10 ds gate valve | SR_T | _S10_ | S10_DLMB | B:GV1 | ds gate valve |  | S10:VVC1 |  | S10B:GV1 |  | 210265 | 10—63
SR_M_A10_C85_88_09-03[mid] ¦ SR_T_S10_S10_DLMA[A:GV1] | M | LV | MOM_Vacuum | YR52954 (SR valve) | SR_M | _A10_C85_88_ | 09-03 | mid | S10 us gate valve MPS | SR_T | _S10_ | S10_DLMA | A:GV1 | us gate valve MPS |  | S09:MPSL1 |  | S10A:GV1 |  | 210266 | 09—61
SR_M_A10_C85_88_09-03[mid] ¦ SR_T_S10_S10_DLMB[B:GV1] | M | LV | MOM_Vacuum | YR52954 (SR valve) | SR_M | _A10_C85_88_ | 09-03 | mid | S10 ds gate valve MPS | SR_T | _S10_ | S10_DLMB | B:GV1 | ds gate valve MPS |  | S09:MPSL1 |  | S10B:GV1 |  | 210267 | 09—61
SR_M_A10_C85_88_09-02[mid] ¦ SR_T_S10_S10_FODO[A:VC15] | M | MV | MOM_Vacuum | Turbo Controller | SR_M | _A10_C85_88_ | 09-02 | mid | S10 FODO ancillary Turbo Contoller | SR_T | _S10_ | S10_FODO | A:VC15 | S10 FODO ancillary turbo |  | S10-TPS:TPC1 |  | S10-TPS:TP1 |  | 210268 | 09—59
SR_M_A10_C85_88_09-02[mid] ¦ SR_T_S10_S10_FODO[A:VC15] | M | LV | MOM_Vacuum | YR52954 (SR valve) | SR_M | _A10_C85_88_ | 09-02 | mid | S10 FODO ancillary Turbo system Contoller | SR_T | _S10_ | S10_FODO | A:VC15 | S10 FODO ancillary turbo gate valve |  | S09-TPS:TSC1 |  | S10-TPS:TGV1 |  | 210269 | 09—59
SR_M_A10_C85_88_09-02[mid] ¦ SR_T_S10_S10_FODO[A:VC15] | M | LV | MOM_Vacuum | YR52954 (SR valve) | SR_M | _A10_C85_88_ | 09-02 | mid | S10 FODO ancillary Turbo system backing valve | SR_T | _S10_ | S10_FODO | A:VC15 | S10 FODO ancillary turbo backing valve |  | S09-TPS:TSC1 |  | S10-TPS:BV1 |  | 210270 | 09—59
SR_M_A10_C85_88_09-02[mid] ¦ SR_T_S10_S10_FODO[A:VC15] | M | LV | MOM_Vacuum | Televac (gauge type 1) | SR_M | _A10_C85_88_ | 09-02 | mid | Televac CV gauge Turbo S10 | SR_T | _S10_ | S10_FODO | A:VC15 | televac CV Turbo gauge S10 |  | S09-TPS:VGC1 |  | S10-TPS:CVG1 |  | 210271 | 09—59
SR_M_A10_C85_88_09-02[mid] ¦ SR_T_S10_S10_FODO[A:VC15] | M | MV | MOM_Vacuum | Televac (gauge type 2) | SR_M | _A10_C85_88_ | 09-02 | mid | Televac CC gauge Turbo S10 | SR_T | _S10_ | S10_FODO | A:VC15 | televac CC turbo gauge S10 |  | S09-TPS:VGC1 |  | S10-TPS:CCG1 |  | 210272 | 09—59
SR_M_A10_C85_88_09-02[mid] ¦ SR_T_S10_S10_FODO[A:VC15] | M | LV | MOM_Vacuum | Televac (gauge type 1) | SR_M | _A10_C85_88_ | 09-02 | mid | Televac CV gauge Rough S09-10 | SR_T | _S10_ | S10_FODO | A:VC15 | televac CV Rough gauge S09-10 |  | S09-TPS:VGC1 |  | S10-TPS:RP:CVG1 |  | 210273 | 09—59
SR_M_A10_C85_88_09-02[mid] ¦ SR_T_S10_S10_FODO[A:VC15] | M | MV | MOM_Vacuum | Televac (gauge type 2) | SR_M | _A10_C85_88_ | 09-02 | mid | Televac CC gauge Rough S09-10 | SR_T | _S10_ | S10_FODO | A:VC15 | televac CC Rough gauge S09-10 |  | S09-TPS:VGC1 |  | S10-TPS:RP:CCG1 |  | 210274 | 09—59
SR_M_A10_C85_88_09-02[mid] ¦ SR_U_U10_C85_88_09-10-ROUGH_PUMP[mid] | M | MV | MOM_Vacuum | Roughing Pump (by manufacturer) | SR_M | _A10_C85_88_ | 09-02 | mid | Turbo System Controller | SR_U | _U10_C85_88_ | 09-10-ROUGH_PUMP | mid | Roughing pump S09-10 |  | S09-TPS:TSC1 |  | S09-TPS:RP1 |  | 210275 | 09—59
[] ¦ [] | APS-U: 210276
SR_M_A12_C91_94_11-02[mid] ¦ SR_T_S11_S11_DLMA[A:VC3] | M | MV | MOM_Vacuum | YR48343 (pump) | SR_M | _A12_C91_94_ | 11-02 | mid | S11 ion pump 1 QPC 1 channel 1 on A:VC3 | SR_T | _S11_ | S11_DLMA | A:VC3 | Ion pump 1 |  | S11:IPC1 |  | S11:IP1 |  | 210277 | 11—60
SR_M_A12_C91_94_11-02[mid] ¦ SR_T_S11_S11_DLMA[A:VC6] | M | MV | MOM_Vacuum | YR48343 (pump) | SR_M | _A12_C91_94_ | 11-02 | mid | S11 ion pump 2 QPC 1 cahnnel 2 on A:VC6 | SR_T | _S11_ | S11_DLMA | A:VC6 | Ion pump 2 |  | S11:IPC1 |  | S11:IP2 |  | 210278 | 11—60
SR_M_A12_C91_94_11-02[mid] ¦ SR_T_S11_S11_DLMA[A:VC8] | M | MV | MOM_Vacuum | YR48343 (pump) | SR_M | _A12_C91_94_ | 11-02 | mid | S11 ion pump 3 QPC 1 channel 3 on A:VC8 | SR_T | _S11_ | S11_DLMA | A:VC8 | Ion pump 3 |  | S11:IPC1 |  | S11:IP3 |  | 210279 | 11—60
SR_M_A12_C91_94_11-02[mid] ¦ SR_T_S11_S11_QMQA[A:VC12] | M | MV | MOM_Vacuum | YR48343 (pump) | SR_M | _A12_C91_94_ | 11-02 | mid | S11 ion pump 4 QPC 1 channel 4 on A:VC12 | SR_T | _S11_ | S11_QMQA | A:VC12 | Ion pump 4 |  | S11:IPC1 |  | S11:IP4 |  | 210280 | 11—60
SR_M_A12_C91_94_11-02[mid] ¦ SR_T_S11_S11_FODO[A:VC15] | M | MV | MOM_Vacuum | YR48343 (pump) | SR_M | _A12_C91_94_ | 11-02 | mid | S11 ion pump 5 QPC 2 channel 1 on A:VC15 | SR_T | _S11_ | S11_FODO | A:VC15 | Ion pump 5 |  | S11:IPC2 |  | S11:IP5 |  | 210281 | 11—60
SR_M_A12_C91_94_11-02[mid] ¦ SR_T_S11_S11_QMQB[B:VC9] | M | MV | MOM_Vacuum | YR48343 (pump) | SR_M | _A12_C91_94_ | 11-02 | mid | S11 ion pump 6 QPC 2 channel 2 on B:VC9 | SR_T | _S11_ | S11_QMQB | B:VC9 | Ion pump 6 |  | S11:IPC2 |  | S11:IP6 |  | 210282 | 11—60
SR_M_A12_C91_94_11-02[mid] ¦ SR_T_S11_S11_DLMB[B:VC6] | M | MV | MOM_Vacuum | YR48343 (pump) | SR_M | _A12_C91_94_ | 11-02 | mid | S11 ion pump 7 QPC 2 channel 3 on B:VC6 | SR_T | _S11_ | S11_DLMB | B:VC6 | Ion pump 7 |  | S11:IPC2 |  | S11:IP7 |  | 210283 | 11—60
SR_M_A12_C91_94_11-02[mid] ¦ SR_T_S11_S11_DLMB[B:VC5] | M | MV | MOM_Vacuum | YR48343 (pump) | SR_M | _A12_C91_94_ | 11-02 | mid | S11 ion pump 8 QPC 2 channel 4 on B:VC5 | SR_T | _S11_ | S11_DLMB | B:VC5 | Ion pump 8 |  | S11:IPC2 |  | S11:IP8 |  | 210284 | 11—60
SR_M_A12_C91_94_11-02[mid] ¦ SR_T_S11_S11_DLMB[B:VC3] | M | MV | MOM_Vacuum | YR48343 (pump) | SR_M | _A12_C91_94_ | 11-02 | mid | S11 ion pump 9 MPC 1 channel 1 on B:VC3 | SR_T | _S11_ | S11_DLMB | B:VC3 | Ion pump 9 |  | S11:IPC3 |  | S11:IP9 |  | 210285 | 11—60
SR_M_A12_C91_94_11-02[mid] ¦ SR_T_S11_S11_ID[US:IDVC] | M | MV | MOM_Vacuum | YR48343 (pump) | SR_M | _A12_C91_94_ | 11-02 | mid | S11 ion pump 10 MPC 2 channel 1 on us IDVC | SR_T | _S11_ | S11_ID | US:IDVC | Ion pump 1 at ID |  | S11:IPC4 |  | S11ID:IP1 |  | 210286 | 11—60
SR_M_A12_C91_94_11-02[mid] ¦ SR_T_S11_S11_ID[DS:IDVC] | M | MV | MOM_Vacuum | YR48343 (pump) | SR_M | _A12_C91_94_ | 11-02 | mid | S11 ion pump 11 MPC 2 channel 2 on ds IDVC | SR_T | _S11_ | S11_ID | DS:IDVC | Ion pump 2 at ID |  | S11:IPC4 |  | S11ID:IP2 |  | 210287 | 11—60 |  | S11 SCU (11th ion pump)
SR_M_A12_C91_94_11-02[mid] ¦ SR_T_S11_S11_QMQB[B:VC9] | M | LV | MOM_Vacuum | Televac (gauge type 1) | SR_M | _A12_C91_94_ | 11-02 | mid | Televac CV gauge SR S11 | SR_T | _S11_ | S11_QMQB | B:VC9 | televac CV SR S11 |  | S11:VGC1 |  | S11:CVG1 |  | 210288 | 11—59
SR_M_A12_C91_94_11-02[mid] ¦ SR_T_S11_S11_QMQB[B:VC9] | M | MV | MOM_Vacuum | Televac (gauge type 2) | SR_M | _A12_C91_94_ | 11-02 | mid | Televac CC gauge SR S11 | SR_T | _S11_ | S11_QMQB | B:VC9 | televac CC SR S11 |  | S11:VGC1 |  | S11:CCG1 |  | 210289 | 11—59
SR_M_A12_C91_94_12-02[mid] ¦ SR_T_S11_S11_ID[DS:IDVC] | M | LV | MOM_Vacuum | Televac (gauge type 1) | SR_M | _A12_C91_94_ | 12-02 | mid | Televac CV gauge ID S11 | SR_T | _S11_ | S11_ID | DS:IDVC | televac CV IDVC S11 |  | S12:VGC1 |  | S11ID:CVG1 |  | 210290 | 12—63
SR_M_A12_C91_94_12-02[mid] ¦ SR_T_S11_S11_ID[DS:IDVC] | M | MV | MOM_Vacuum | Televac (gauge type 2) | SR_M | _A12_C91_94_ | 12-02 | mid | Televac CC gauge ID S11 | SR_T | _S11_ | S11_ID | DS:IDVC | televac CC IDVC S11 |  | S12:VGC1 |  | S11ID:CCG1 |  | 210291 | 12—63
SR_M_A12_C91_94_11-02[mid] ¦ SR_T_S11_S11_DLMA[A:GV1] | M | LV | MOM_Vacuum | YR52954 (SR valve) | SR_M | _A12_C91_94_ | 11-02 | mid | S11 us gate valve | SR_T | _S11_ | S11_DLMA | A:GV1 | us gate valve |  | S11:VVC1 |  | S11A:GV1 |  | 210292 | 11—59
SR_M_A12_C91_94_11-02[mid] ¦ SR_T_S11_S11_DLMB[B:GV1] | M | LV | MOM_Vacuum | YR52954 (SR valve) | SR_M | _A12_C91_94_ | 11-02 | mid | S11 ds gate valve | SR_T | _S11_ | S11_DLMB | B:GV1 | ds gate valve |  | S11:VVC1 |  | S11B:GV1 |  | 210293 | 11—59
SR_M_A12_C91_94_11-03[mid] ¦ SR_T_S11_S11_DLMA[A:GV1] | M | LV | MOM_Vacuum | YR52954 (SR valve) | SR_M | _A12_C91_94_ | 11-03 | mid | S11 us gate valve MPS | SR_T | _S11_ | S11_DLMA | A:GV1 | us gate valve MPS |  | S11:MPSL1 |  | S11A:GV1 |  | 210294 | 11—61
SR_M_A12_C91_94_11-03[mid] ¦ SR_T_S11_S11_DLMB[B:GV1] | M | LV | MOM_Vacuum | YR52954 (SR valve) | SR_M | _A12_C91_94_ | 11-03 | mid | S11 ds gate valve MPS | SR_T | _S11_ | S11_DLMB | B:GV1 | ds gate valve MPS |  | S11:MPSL1 |  | S11B:GV1 |  | 210295 | 11—61
SR_M_A12_C91_94_11-02[mid] ¦ SR_T_S11_S11_FODO[A:VC15] | M | MV | MOM_Vacuum | Turbo Controller | SR_M | _A12_C91_94_ | 11-02 | mid | S11 FODO ancillary Turbo Contoller | SR_T | _S11_ | S11_FODO | A:VC15 | S11 FODO ancillary turbo |  | S11-TPS:TPC1 |  | S11-TPS:TP1 |  | 210296 | 11—59
SR_M_A12_C91_94_11-02[mid] ¦ SR_T_S11_S11_FODO[A:VC15] | M | LV | MOM_Vacuum | YR52954 (SR valve) | SR_M | _A12_C91_94_ | 11-02 | mid | S11 FODO ancillary Turbo Contoller | SR_T | _S11_ | S11_FODO | A:VC15 | S11 FODO ancillary turbo gate valve |  | S11-TPS:TSC1 |  | S11-TPS:TGV1 |  | 210297 | 11—59
SR_M_A12_C91_94_11-02[mid] ¦ SR_T_S11_S11_FODO[A:VC15] | M | LV | MOM_Vacuum | YR52954 (SR valve) | SR_M | _A12_C91_94_ | 11-02 | mid | S11 FODO ancillary Turbo system backing valve | SR_T | _S11_ | S11_FODO | A:VC15 | S11 FODO ancillary turbo backing valve |  | S11-TPS:TSC1 |  | S11-TPS:BV1 |  | 210298 | 11—59
SR_M_A12_C91_94_11-02[mid] ¦ SR_T_S11_S11_FODO[A:VC15] | M | LV | MOM_Vacuum | Televac (gauge type 1) | SR_M | _A12_C91_94_ | 11-02 | mid | Televac CV gauge Turbo S11 | SR_T | _S11_ | S11_FODO | A:VC15 | televac CV Turbo gauge S11 |  | S11-TPS:VGC1 |  | S11-TPS:CVG1 |  | 210299 | 11—59
SR_M_A12_C91_94_11-02[mid] ¦ SR_T_S11_S11_FODO[A:VC15] | M | MV | MOM_Vacuum | Televac (gauge type 2) | SR_M | _A12_C91_94_ | 11-02 | mid | Televac CC gauge Turbo S11 | SR_T | _S11_ | S11_FODO | A:VC15 | televac CC turbo gauge S11 |  | S11-TPS:VGC1 |  | S11-TPS:CCG1 |  | 210300 | 11—59
[] ¦ [] | APS-U: 210301
SR_M_A12_C91_94_12-02[mid] ¦ SR_T_S12_S12_DLMA[A:VC3] | M | MV | MOM_Vacuum | YR48343 (pump) | SR_M | _A12_C91_94_ | 12-02 | mid | S12 ion pump 1 QPC 1 channel 1 on A:VC3 | SR_T | _S12_ | S12_DLMA | A:VC3 | Ion pump 1 |  | S12:IPC1 |  | S12:IP1 |  | 210302 | 12—62
SR_M_A12_C91_94_12-02[mid] ¦ SR_T_S12_S12_DLMA[A:VC6] | M | MV | MOM_Vacuum | YR48343 (pump) | SR_M | _A12_C91_94_ | 12-02 | mid | S12 ion pump 2 QPC 1 cahnnel 2 on A:VC6 | SR_T | _S12_ | S12_DLMA | A:VC6 | Ion pump 2 |  | S12:IPC1 |  | S12:IP2 |  | 210303 | 12—62
SR_M_A12_C91_94_12-02[mid] ¦ SR_T_S12_S12_DLMA[A:VC8] | M | MV | MOM_Vacuum | YR48343 (pump) | SR_M | _A12_C91_94_ | 12-02 | mid | S12 ion pump 3 QPC 1 channel 3 on A:VC8 | SR_T | _S12_ | S12_DLMA | A:VC8 | Ion pump 3 |  | S12:IPC1 |  | S12:IP3 |  | 210304 | 12—62
SR_M_A12_C91_94_12-02[mid] ¦ SR_T_S12_S12_QMQA[A:VC12] | M | MV | MOM_Vacuum | YR48343 (pump) | SR_M | _A12_C91_94_ | 12-02 | mid | S12 ion pump 4 QPC 1 channel 4 on A:VC12 | SR_T | _S12_ | S12_QMQA | A:VC12 | Ion pump 4 |  | S12:IPC1 |  | S12:IP4 |  | 210305 | 12—62
SR_M_A12_C91_94_12-02[mid] ¦ SR_T_S12_S12_FODO[A:VC15] | M | MV | MOM_Vacuum | YR48343 (pump) | SR_M | _A12_C91_94_ | 12-02 | mid | S12 ion pump 5 QPC 2 channel 1 on A:VC15 | SR_T | _S12_ | S12_FODO | A:VC15 | Ion pump 5 |  | S12:IPC2 |  | S12:IP5 |  | 210306 | 12—62
SR_M_A12_C91_94_12-02[mid] ¦ SR_T_S12_S12_QMQB[B:VC9] | M | MV | MOM_Vacuum | YR48343 (pump) | SR_M | _A12_C91_94_ | 12-02 | mid | S12 ion pump 6 QPC 2 channel 2 on B:VC9 | SR_T | _S12_ | S12_QMQB | B:VC9 | Ion pump 6 |  | S12:IPC2 |  | S12:IP6 |  | 210307 | 12—62
SR_M_A12_C91_94_12-02[mid] ¦ SR_T_S12_S12_DLMB[B:VC6] | M | MV | MOM_Vacuum | YR48343 (pump) | SR_M | _A12_C91_94_ | 12-02 | mid | S12 ion pump 7 QPC 2 channel 3 on B:VC6 | SR_T | _S12_ | S12_DLMB | B:VC6 | Ion pump 7 |  | S12:IPC2 |  | S12:IP7 |  | 210308 | 12—62
SR_M_A12_C91_94_12-02[mid] ¦ SR_T_S12_S12_DLMB[B:VC5] | M | MV | MOM_Vacuum | YR48343 (pump) | SR_M | _A12_C91_94_ | 12-02 | mid | S12 ion pump 8 QPC 2 channel 4 on B:VC5 | SR_T | _S12_ | S12_DLMB | B:VC5 | Ion pump 8 |  | S12:IPC2 |  | S12:IP8 |  | 210309 | 12—62
SR_M_A12_C91_94_12-02[mid] ¦ SR_T_S12_S12_DLMB[B:VC3] | M | MV | MOM_Vacuum | YR48343 (pump) | SR_M | _A12_C91_94_ | 12-02 | mid | S12 ion pump 9 MPC 1 channel 1 on B:VC3 | SR_T | _S12_ | S12_DLMB | B:VC3 | Ion pump 9 |  | S12:IPC3 |  | S12:IP9 |  | 210310 | 12—62
SR_M_A12_C91_94_12-02[mid] ¦ SR_T_S12_S12_ID[DS:IDVC] | M | MV | MOM_Vacuum | YR48343 (pump) | SR_M | _A12_C91_94_ | 12-02 | mid | S12 ion pump 10 MPC 2 channel 1 on us IDVC | SR_T | _S12_ | S12_ID | DS:IDVC | Ion pump 1 at ID |  | S12:IPC4 |  | S12ID:IP1 |  | 210311 | 12—62
SR_M_A12_C91_94_11-02[mid] ¦ SR_T_S12_S12_QMQB[B:VC9] | M | LV | MOM_Vacuum | Televac (gauge type 1) | SR_M | _A12_C91_94_ | 11-02 | mid | Televac CV gauge SR S12 | SR_T | _S12_ | S12_QMQB | B:VC9 | televac CV SR S12 |  | S11:VGC1 |  | S12:CVG1 |  | 210312 | 11—59
SR_M_A12_C91_94_11-02[mid] ¦ SR_T_S12_S12_QMQB[B:VC9] | M | MV | MOM_Vacuum | Televac (gauge type 2) | SR_M | _A12_C91_94_ | 11-02 | mid | Televac CC gauge SR S12 | SR_T | _S12_ | S12_QMQB | B:VC9 | televac CC SR S12 |  | S11:VGC1 |  | S12:CCG1 |  | 210313 | 11—59
SR_M_A12_C91_94_12-02[mid] ¦ SR_T_S12_S12_ID[DS:IDVC] | M | LV | MOM_Vacuum | Televac (gauge type 1) | SR_M | _A12_C91_94_ | 12-02 | mid | Televac CV gauge ID S12 | SR_T | _S12_ | S12_ID | DS:IDVC | televac CV IDVC S12 |  | S12:VGC1 |  | S12ID:CVG1 |  | 210314 | 12—63
SR_M_A12_C91_94_12-02[mid] ¦ SR_T_S12_S12_ID[DS:IDVC] | M | MV | MOM_Vacuum | Televac (gauge type 2) | SR_M | _A12_C91_94_ | 12-02 | mid | Televac CC gauge ID S12 | SR_T | _S12_ | S12_ID | DS:IDVC | televac CC IDVC S12 |  | S12:VGC1 |  | S12ID:CCG1 |  | 210315 | 12—63
SR_M_A12_C91_94_12-02[mid] ¦ SR_T_S12_S12_DLMA[A:GV1] | M | LV | MOM_Vacuum | YR52954 (SR valve) | SR_M | _A12_C91_94_ | 12-02 | mid | S12 us gate valve | SR_T | _S12_ | S12_DLMA | A:GV1 | us gate valve |  | S12:VVC1 |  | S12A:GV1 |  | 210316 | 12—63
SR_M_A12_C91_94_12-02[mid] ¦ SR_T_S12_S12_DLMB[B:GV1] | M | LV | MOM_Vacuum | YR52954 (SR valve) | SR_M | _A12_C91_94_ | 12-02 | mid | S12 ds gate valve | SR_T | _S12_ | S12_DLMB | B:GV1 | ds gate valve |  | S12:VVC1 |  | S12B:GV1 |  | 210317 | 12—63
SR_M_A12_C91_94_11-03[mid] ¦ SR_T_S12_S12_DLMA[A:GV1] | M | LV | MOM_Vacuum | YR52954 (SR valve) | SR_M | _A12_C91_94_ | 11-03 | mid | S12 us gate valve MPS | SR_T | _S12_ | S12_DLMA | A:GV1 | us gate valve MPS |  | S11:MPSL1 |  | S12A:GV1 |  | 210318 | 11—61
SR_M_A12_C91_94_11-03[mid] ¦ SR_T_S12_S12_DLMB[B:GV1] | M | LV | MOM_Vacuum | YR52954 (SR valve) | SR_M | _A12_C91_94_ | 11-03 | mid | S12 ds gate valve MPS | SR_T | _S12_ | S12_DLMB | B:GV1 | ds gate valve MPS |  | S11:MPSL1 |  | S12B:GV1 |  | 210319 | 11—61
SR_M_A12_C91_94_11-02[mid] ¦ SR_T_S12_S12_FODO[A:VC15] | M | MV | MOM_Vacuum | Turbo Controller | SR_M | _A12_C91_94_ | 11-02 | mid | S12 FODO ancillary Turbo Contoller | SR_T | _S12_ | S12_FODO | A:VC15 | S12 FODO ancillary turbo |  | S12-TPS:TPC1 |  | S12-TPS:TP1 |  | 210320 | 11—59
SR_M_A12_C91_94_11-02[mid] ¦ SR_T_S12_S12_FODO[A:VC15] | M | LV | MOM_Vacuum | YR52954 (SR valve) | SR_M | _A12_C91_94_ | 11-02 | mid | S12 FODO ancillary Turbo system Contoller | SR_T | _S12_ | S12_FODO | A:VC15 | S12 FODO ancillary turbo gate valve |  | S11-TPS:TSC1 |  | S12-TPS:TGV1 |  | 210321 | 11—59
SR_M_A12_C91_94_11-02[mid] ¦ SR_T_S12_S12_FODO[A:VC15] | M | LV | MOM_Vacuum | YR52954 (SR valve) | SR_M | _A12_C91_94_ | 11-02 | mid | S12 FODO ancillary Turbo system backing valve | SR_T | _S12_ | S12_FODO | A:VC15 | S12 FODO ancillary turbo backing valve |  | S11-TPS:TSC1 |  | S12-TPS:BV1 |  | 210322 | 11—59
SR_M_A12_C91_94_11-02[mid] ¦ SR_T_S12_S12_FODO[A:VC15] | M | LV | MOM_Vacuum | Televac (gauge type 1) | SR_M | _A12_C91_94_ | 11-02 | mid | Televac CV gauge Turbo S12 | SR_T | _S12_ | S12_FODO | A:VC15 | televac CV Turbo gauge S12 |  | S11-TPS:VGC1 |  | S12-TPS:CVG1 |  | 210323 | 11—59
SR_M_A12_C91_94_11-02[mid] ¦ SR_T_S12_S12_FODO[A:VC15] | M | MV | MOM_Vacuum | Televac (gauge type 2) | SR_M | _A12_C91_94_ | 11-02 | mid | Televac CC gauge Turbo S12 | SR_T | _S12_ | S12_FODO | A:VC15 | televac CC turbo gauge S12 |  | S11-TPS:VGC1 |  | S12-TPS:CCG1 |  | 210324 | 11—59
SR_M_A12_C91_94_11-02[mid] ¦ SR_T_S12_S12_FODO[A:VC15] | M | LV | MOM_Vacuum | Televac (gauge type 1) | SR_M | _A12_C91_94_ | 11-02 | mid | Televac CV gauge Rough S11-12 | SR_T | _S12_ | S12_FODO | A:VC15 | televac CV Rough gauge S11-12 |  | S11-TPS:VGC1 |  | S12-TPS:RP:CVG1 |  | 210325 | 11—59
SR_M_A12_C91_94_11-02[mid] ¦ SR_T_S12_S12_FODO[A:VC15] | M | MV | MOM_Vacuum | Televac (gauge type 2) | SR_M | _A12_C91_94_ | 11-02 | mid | Televac CC gauge Rough S11-12 | SR_T | _S12_ | S12_FODO | A:VC15 | televac CC Rough gauge S11-12 |  | S11-TPS:VGC1 |  | S12-TPS:RP:CCG1 |  | 210326 | 11—59
SR_M_A12_C91_94_11-02[mid] ¦ SR_U_U11_C88_91_11-12-ROUGH_PUMP[mid] | M | MV | MOM_Vacuum | Roughing Pump (by manufacturer) | SR_M | _A12_C91_94_ | 11-02 | mid | Turbo System Controller | SR_U | _U11_C88_91_ | 11-12-ROUGH_PUMP | mid | Roughing pump S11-12 |  | S11-TPS:TSC1 |  | S11-TPS:RP1 |  | 210327 | 11—59
[] ¦ [] | APS-U: 210328
SR_M_A14_C97_100_13-02[mid] ¦ SR_T_S13_S13_DLMA[A:VC3] | M | MV | MOM_Vacuum | YR48343 (pump) | SR_M | _A14_C97_100_ | 13-02 | mid | S13 ion pump 1 QPC 1 channel 1 on A:VC3 | SR_T | _S13_ | S13_DLMA | A:VC3 | Ion pump 1 |  | S13:IPC1 |  | S13:IP1 |  | 210329 | 13—60
SR_M_A14_C97_100_13-02[mid] ¦ SR_T_S13_S13_DLMA[A:VC6] | M | MV | MOM_Vacuum | YR48343 (pump) | SR_M | _A14_C97_100_ | 13-02 | mid | S13 ion pump 2 QPC 1 cahnnel 2 on A:VC6 | SR_T | _S13_ | S13_DLMA | A:VC6 | Ion pump 2 |  | S13:IPC1 |  | S13:IP2 |  | 210330 | 13—60
SR_M_A14_C97_100_13-02[mid] ¦ SR_T_S13_S13_DLMA[A:VC8] | M | MV | MOM_Vacuum | YR48343 (pump) | SR_M | _A14_C97_100_ | 13-02 | mid | S13 ion pump 3 QPC 1 channel 3 on A:VC8 | SR_T | _S13_ | S13_DLMA | A:VC8 | Ion pump 3 |  | S13:IPC1 |  | S13:IP3 |  | 210331 | 13—60
SR_M_A14_C97_100_13-02[mid] ¦ SR_T_S13_S13_QMQA[A:VC12] | M | MV | MOM_Vacuum | YR48343 (pump) | SR_M | _A14_C97_100_ | 13-02 | mid | S13 ion pump 4 QPC 1 channel 4 on A:VC12 | SR_T | _S13_ | S13_QMQA | A:VC12 | Ion pump 4 |  | S13:IPC1 |  | S13:IP4 |  | 210332 | 13—60
SR_M_A14_C97_100_13-02[mid] ¦ SR_T_S13_S13_FODO[A:VC15] | M | MV | MOM_Vacuum | YR48343 (pump) | SR_M | _A14_C97_100_ | 13-02 | mid | S13 ion pump 5 QPC 2 channel 1 on A:VC15 | SR_T | _S13_ | S13_FODO | A:VC15 | Ion pump 5 |  | S13:IPC2 |  | S13:IP5 |  | 210333 | 13—60
SR_M_A14_C97_100_13-02[mid] ¦ SR_T_S13_S13_QMQB[B:VC9] | M | MV | MOM_Vacuum | YR48343 (pump) | SR_M | _A14_C97_100_ | 13-02 | mid | S13 ion pump 6 QPC 2 channel 2 on B:VC9 | SR_T | _S13_ | S13_QMQB | B:VC9 | Ion pump 6 |  | S13:IPC2 |  | S13:IP6 |  | 210334 | 13—60
SR_M_A14_C97_100_13-02[mid] ¦ SR_T_S13_S13_DLMB[B:VC6] | M | MV | MOM_Vacuum | YR48343 (pump) | SR_M | _A14_C97_100_ | 13-02 | mid | S13 ion pump 7 QPC 2 channel 3 on B:VC6 | SR_T | _S13_ | S13_DLMB | B:VC6 | Ion pump 7 |  | S13:IPC2 |  | S13:IP7 |  | 210335 | 13—60
SR_M_A14_C97_100_13-02[mid] ¦ SR_T_S13_S13_DLMB[B:VC5] | M | MV | MOM_Vacuum | YR48343 (pump) | SR_M | _A14_C97_100_ | 13-02 | mid | S13 ion pump 8 QPC 2 channel 4 on B:VC5 | SR_T | _S13_ | S13_DLMB | B:VC5 | Ion pump 8 |  | S13:IPC2 |  | S13:IP8 |  | 210336 | 13—60
SR_M_A14_C97_100_13-02[mid] ¦ SR_T_S13_S13_DLMB[B:VC3] | M | MV | MOM_Vacuum | YR48343 (pump) | SR_M | _A14_C97_100_ | 13-02 | mid | S13 ion pump 9 MPC 1 channel 1 on B:VC3 | SR_T | _S13_ | S13_DLMB | B:VC3 | Ion pump 9 |  | S13:IPC3 |  | S13:IP9 |  | 210337 | 13—60
SR_M_A14_C97_100_13-02[mid] ¦ SR_T_S13_S13_ID[DS:IDVC] | M | MV | MOM_Vacuum | YR48343 (pump) | SR_M | _A14_C97_100_ | 13-02 | mid | S13 ion pump 10 MPC 2 channel 1 on us IDVC | SR_T | _S13_ | S13_ID | DS:IDVC | Ion pump 1 at ID |  | S13:IPC4 |  | S13ID:IP1 |  | 210338 | 13—60
SR_M_A14_C97_100_13-02[mid] ¦ SR_T_S13_S13_QMQB[B:VC9] | M | LV | MOM_Vacuum | Televac (gauge type 1) | SR_M | _A14_C97_100_ | 13-02 | mid | Televac CV gauge SR S13 | SR_T | _S13_ | S13_QMQB | B:VC9 | televac CV SR S13 |  | S13:VGC1 |  | S13:CVG1 |  | 210339 | 13—59
SR_M_A14_C97_100_13-02[mid] ¦ SR_T_S13_S13_QMQB[B:VC9] | M | MV | MOM_Vacuum | Televac (gauge type 2) | SR_M | _A14_C97_100_ | 13-02 | mid | Televac CC gauge SR S13 | SR_T | _S13_ | S13_QMQB | B:VC9 | televac CC SR S13 |  | S13:VGC1 |  | S13:CCG1 |  | 210340 | 13—59
SR_M_A14_C97_100_14-02[mid] ¦ SR_T_S13_S13_ID[DS:IDVC] | M | LV | MOM_Vacuum | Televac (gauge type 1) | SR_M | _A14_C97_100_ | 14-02 | mid | Televac CV gauge ID S13 | SR_T | _S13_ | S13_ID | DS:IDVC | televac CV IDVC S13 |  | S14:VGC1 |  | S13ID:CVG1 |  | 210341 | 14—63
SR_M_A14_C97_100_14-02[mid] ¦ SR_T_S13_S13_ID[DS:IDVC] | M | MV | MOM_Vacuum | Televac (gauge type 2) | SR_M | _A14_C97_100_ | 14-02 | mid | Televac CC gauge ID S13 | SR_T | _S13_ | S13_ID | DS:IDVC | televac CC IDVC S13 |  | S14:VGC1 |  | S13ID:CCG1 |  | 210342 | 14—63
SR_M_A14_C97_100_13-02[mid] ¦ SR_T_S13_S13_DLMA[A:GV1] | M | LV | MOM_Vacuum | YR52954 (SR valve) | SR_M | _A14_C97_100_ | 13-02 | mid | S13 us gate valve | SR_T | _S13_ | S13_DLMA | A:GV1 | us gate valve |  | S13:VVC1 |  | S13A:GV1 |  | 210343 | 13—59
SR_M_A14_C97_100_13-02[mid] ¦ SR_T_S13_S13_DLMB[B:GV1] | M | LV | MOM_Vacuum | YR52954 (SR valve) | SR_M | _A14_C97_100_ | 13-02 | mid | S13 ds gate valve | SR_T | _S13_ | S13_DLMB | B:GV1 | ds gate valve |  | S13:VVC1 |  | S13B:GV1 |  | 210344 | 13—59
SR_M_A14_C97_100_13-03[mid] ¦ SR_T_S13_S13_DLMA[A:GV1] | M | LV | MOM_Vacuum | YR52954 (SR valve) | SR_M | _A14_C97_100_ | 13-03 | mid | S13 us gate valve MPS | SR_T | _S13_ | S13_DLMA | A:GV1 | us gate valve MPS |  | S13:MPSL1 |  | S13A:GV1 |  | 210345 | 13—61
SR_M_A14_C97_100_13-03[mid] ¦ SR_T_S13_S13_DLMB[B:GV1] | M | LV | MOM_Vacuum | YR52954 (SR valve) | SR_M | _A14_C97_100_ | 13-03 | mid | S13 ds gate valve MPS | SR_T | _S13_ | S13_DLMB | B:GV1 | ds gate valve MPS |  | S13:MPSL1 |  | S13B:GV1 |  | 210346 | 13—61
SR_M_A14_C97_100_13-02[mid] ¦ SR_T_S13_S13_FODO[A:VC15] | M | MV | MOM_Vacuum | Turbo Controller | SR_M | _A14_C97_100_ | 13-02 | mid | S13 FODO ancillary Turbo Contoller | SR_T | _S13_ | S13_FODO | A:VC15 | S13 FODO ancillary turbo |  | S13-TPS:TPC1 |  | S13-TPS:TP1 |  | 210347 | 13—59
SR_M_A14_C97_100_13-02[mid] ¦ SR_T_S13_S13_FODO[A:VC15] | M | LV | MOM_Vacuum | YR52954 (SR valve) | SR_M | _A14_C97_100_ | 13-02 | mid | S13 FODO ancillary Turbo Contoller | SR_T | _S13_ | S13_FODO | A:VC15 | S13 FODO ancillary turbo gate valve |  | S13-TPS:TSC1 |  | S13-TPS:TGV1 |  | 210348 | 13—59
SR_M_A14_C97_100_13-02[mid] ¦ SR_T_S13_S13_FODO[A:VC15] | M | LV | MOM_Vacuum | YR52954 (SR valve) | SR_M | _A14_C97_100_ | 13-02 | mid | S13 FODO ancillary Turbo system backing valve | SR_T | _S13_ | S13_FODO | A:VC15 | S13 FODO ancillary turbo backing valve |  | S13-TPS:TSC1 |  | S13-TPS:BV1 |  | 210349 | 13—59
SR_M_A14_C97_100_13-02[mid] ¦ SR_T_S13_S13_FODO[A:VC15] | M | LV | MOM_Vacuum | Televac (gauge type 1) | SR_M | _A14_C97_100_ | 13-02 | mid | Televac CV gauge Turbo S13 | SR_T | _S13_ | S13_FODO | A:VC15 | televac CV Turbo gauge S13 |  | S13-TPS:VGC1 |  | S13-TPS:CVG1 |  | 210350 | 13—59
SR_M_A14_C97_100_13-02[mid] ¦ SR_T_S13_S13_FODO[A:VC15] | M | MV | MOM_Vacuum | Televac (gauge type 2) | SR_M | _A14_C97_100_ | 13-02 | mid | Televac CC gauge Turbo S13 | SR_T | _S13_ | S13_FODO | A:VC15 | televac CC turbo gauge S13 |  | S13-TPS:VGC1 |  | S13-TPS:CCG1 |  | 210351 | 13—59
[] ¦ [] | APS-U: 210352
SR_M_A14_C97_100_14-02[mid] ¦ SR_T_S14_S14_DLMA[A:VC3] | M | MV | MOM_Vacuum | YR48343 (pump) | SR_M | _A14_C97_100_ | 14-02 | mid | S14 ion pump 1 QPC 1 channel 1 on A:VC3 | SR_T | _S14_ | S14_DLMA | A:VC3 | Ion pump 1 |  | S14:IPC1 |  | S14:IP1 |  | 210353 | 14—62
SR_M_A14_C97_100_14-02[mid] ¦ SR_T_S14_S14_DLMA[A:VC6] | M | MV | MOM_Vacuum | YR48343 (pump) | SR_M | _A14_C97_100_ | 14-02 | mid | S14 ion pump 2 QPC 1 cahnnel 2 on A:VC6 | SR_T | _S14_ | S14_DLMA | A:VC6 | Ion pump 2 |  | S14:IPC1 |  | S14:IP2 |  | 210354 | 14—62
SR_M_A14_C97_100_14-02[mid] ¦ SR_T_S14_S14_DLMA[A:VC8] | M | MV | MOM_Vacuum | YR48343 (pump) | SR_M | _A14_C97_100_ | 14-02 | mid | S14 ion pump 3 QPC 1 channel 3 on A:VC8 | SR_T | _S14_ | S14_DLMA | A:VC8 | Ion pump 3 |  | S14:IPC1 |  | S14:IP3 |  | 210355 | 14—62
SR_M_A14_C97_100_14-02[mid] ¦ SR_T_S14_S14_QMQA[A:VC12] | M | MV | MOM_Vacuum | YR48343 (pump) | SR_M | _A14_C97_100_ | 14-02 | mid | S14 ion pump 4 QPC 1 channel 4 on A:VC12 | SR_T | _S14_ | S14_QMQA | A:VC12 | Ion pump 4 |  | S14:IPC1 |  | S14:IP4 |  | 210356 | 14—62
SR_M_A14_C97_100_14-02[mid] ¦ SR_T_S14_S14_FODO[A:VC15] | M | MV | MOM_Vacuum | YR48343 (pump) | SR_M | _A14_C97_100_ | 14-02 | mid | S14 ion pump 5 QPC 2 channel 1 on A:VC15 | SR_T | _S14_ | S14_FODO | A:VC15 | Ion pump 5 |  | S14:IPC2 |  | S14:IP5 |  | 210357 | 14—62
SR_M_A14_C97_100_14-02[mid] ¦ SR_T_S14_S14_QMQB[B:VC9] | M | MV | MOM_Vacuum | YR48343 (pump) | SR_M | _A14_C97_100_ | 14-02 | mid | S14 ion pump 6 QPC 2 channel 2 on B:VC9 | SR_T | _S14_ | S14_QMQB | B:VC9 | Ion pump 6 |  | S14:IPC2 |  | S14:IP6 |  | 210358 | 14—62
SR_M_A14_C97_100_14-02[mid] ¦ SR_T_S14_S14_DLMB[B:VC6] | M | MV | MOM_Vacuum | YR48343 (pump) | SR_M | _A14_C97_100_ | 14-02 | mid | S14 ion pump 7 QPC 2 channel 3 on B:VC6 | SR_T | _S14_ | S14_DLMB | B:VC6 | Ion pump 7 |  | S14:IPC2 |  | S14:IP7 |  | 210359 | 14—62
SR_M_A14_C97_100_14-02[mid] ¦ SR_T_S14_S14_DLMB[B:VC5] | M | MV | MOM_Vacuum | YR48343 (pump) | SR_M | _A14_C97_100_ | 14-02 | mid | S14 ion pump 8 QPC 2 channel 4 on B:VC5 | SR_T | _S14_ | S14_DLMB | B:VC5 | Ion pump 8 |  | S14:IPC2 |  | S14:IP8 |  | 210360 | 14—62
SR_M_A14_C97_100_14-02[mid] ¦ SR_T_S14_S14_DLMB[B:VC3] | M | MV | MOM_Vacuum | YR48343 (pump) | SR_M | _A14_C97_100_ | 14-02 | mid | S14 ion pump 9 MPC 1 channel 1 on B:VC3 | SR_T | _S14_ | S14_DLMB | B:VC3 | Ion pump 9 |  | S14:IPC3 |  | S14:IP9 |  | 210361 | 14—62
SR_M_A14_C97_100_14-02[mid] ¦ SR_T_S14_S14_ID[DS:IDVC] | M | MV | MOM_Vacuum | YR48343 (pump) | SR_M | _A14_C97_100_ | 14-02 | mid | S14 ion pump 10 MPC 2 channel 1 on us IDVC | SR_T | _S14_ | S14_ID | DS:IDVC | Ion pump 1 at ID |  | S14:IPC4 |  | S14ID:IP1 |  | 210362 | 14—62
SR_M_A14_C97_100_13-02[mid] ¦ SR_T_S14_S14_QMQB[B:VC9] | M | LV | MOM_Vacuum | Televac (gauge type 1) | SR_M | _A14_C97_100_ | 13-02 | mid | Televac CV gauge SR S14 | SR_T | _S14_ | S14_QMQB | B:VC9 | televac CV SR S14 |  | S13:VGC1 |  | S14:CVG1 |  | 210363 | 13—59
SR_M_A14_C97_100_13-02[mid] ¦ SR_T_S14_S14_QMQB[B:VC9] | M | MV | MOM_Vacuum | Televac (gauge type 2) | SR_M | _A14_C97_100_ | 13-02 | mid | Televac CC gauge SR S14 | SR_T | _S14_ | S14_QMQB | B:VC9 | televac CC SR S14 |  | S13:VGC1 |  | S14:CCG1 |  | 210364 | 13—59
SR_M_A14_C97_100_14-02[mid] ¦ SR_T_S14_S14_ID[DS:IDVC] | M | LV | MOM_Vacuum | Televac (gauge type 1) | SR_M | _A14_C97_100_ | 14-02 | mid | Televac CV gauge ID S14 | SR_T | _S14_ | S14_ID | DS:IDVC | televac CV IDVC S14 |  | S14:VGC1 |  | S14ID:CVG1 |  | 210365 | 14—63
SR_M_A14_C97_100_14-02[mid] ¦ SR_T_S14_S14_ID[DS:IDVC] | M | MV | MOM_Vacuum | Televac (gauge type 2) | SR_M | _A14_C97_100_ | 14-02 | mid | Televac CC gauge ID S14 | SR_T | _S14_ | S14_ID | DS:IDVC | televac CC IDVC S14 |  | S14:VGC1 |  | S14ID:CCG1 |  | 210366 | 14—63
SR_M_A14_C97_100_14-02[mid] ¦ SR_T_S14_S14_DLMA[A:GV1] | M | LV | MOM_Vacuum | YR52954 (SR valve) | SR_M | _A14_C97_100_ | 14-02 | mid | S14 us gate valve | SR_T | _S14_ | S14_DLMA | A:GV1 | us gate valve |  | S14:VVC1 |  | S14A:GV1 |  | 210367 | 14—63
SR_M_A14_C97_100_14-02[mid] ¦ SR_T_S14_S14_DLMB[B:GV1] | M | LV | MOM_Vacuum | YR52954 (SR valve) | SR_M | _A14_C97_100_ | 14-02 | mid | S14 ds gate valve | SR_T | _S14_ | S14_DLMB | B:GV1 | ds gate valve |  | S14:VVC1 |  | S14B:GV1 |  | 210368 | 14—63
SR_M_A14_C97_100_13-03[mid] ¦ SR_T_S14_S14_DLMA[A:GV1] | M | LV | MOM_Vacuum | YR52954 (SR valve) | SR_M | _A14_C97_100_ | 13-03 | mid | S14 us gate valve MPS | SR_T | _S14_ | S14_DLMA | A:GV1 | us gate valve MPS |  | S13:MPSL1 |  | S14A:GV1 |  | 210369 | 13—61
SR_M_A14_C97_100_13-03[mid] ¦ SR_T_S14_S14_DLMB[B:GV1] | M | LV | MOM_Vacuum | YR52954 (SR valve) | SR_M | _A14_C97_100_ | 13-03 | mid | S14 ds gate valve MPS | SR_T | _S14_ | S14_DLMB | B:GV1 | ds gate valve MPS |  | S13:MPSL1 |  | S14B:GV1 |  | 210370 | 13—61
SR_M_A14_C97_100_13-02[mid] ¦ SR_T_S14_S14_FODO[A:VC15] | M | MV | MOM_Vacuum | Turbo Controller | SR_M | _A14_C97_100_ | 13-02 | mid | S14 FODO ancillary Turbo Contoller | SR_T | _S14_ | S14_FODO | A:VC15 | S14 FODO ancillary turbo |  | S14-TPS:TPC1 |  | S14-TPS:TP1 |  | 210371 | 13—59
SR_M_A14_C97_100_13-02[mid] ¦ SR_T_S14_S14_FODO[A:VC15] | M | LV | MOM_Vacuum | YR52954 (SR valve) | SR_M | _A14_C97_100_ | 13-02 | mid | S14 FODO ancillary Turbo system Contoller | SR_T | _S14_ | S14_FODO | A:VC15 | S14 FODO ancillary turbo gate valve |  | S13-TPS:TSC1 |  | S14-TPS:TGV1 |  | 210372 | 13—59
SR_M_A14_C97_100_13-02[mid] ¦ SR_T_S14_S14_FODO[A:VC15] | M | LV | MOM_Vacuum | YR52954 (SR valve) | SR_M | _A14_C97_100_ | 13-02 | mid | S14 FODO ancillary Turbo system backing valve | SR_T | _S14_ | S14_FODO | A:VC15 | S14 FODO ancillary turbo backing valve |  | S13-TPS:TSC1 |  | S14-TPS:BV1 |  | 210373 | 13—59
SR_M_A14_C97_100_13-02[mid] ¦ SR_T_S14_S14_FODO[A:VC15] | M | LV | MOM_Vacuum | Televac (gauge type 1) | SR_M | _A14_C97_100_ | 13-02 | mid | Televac CV gauge Turbo S14 | SR_T | _S14_ | S14_FODO | A:VC15 | televac CV Turbo gauge S14 |  | S13-TPS:VGC1 |  | S14-TPS:CVG1 |  | 210374 | 13—59
SR_M_A14_C97_100_13-02[mid] ¦ SR_T_S14_S14_FODO[A:VC15] | M | MV | MOM_Vacuum | Televac (gauge type 2) | SR_M | _A14_C97_100_ | 13-02 | mid | Televac CC gauge Turbo S14 | SR_T | _S14_ | S14_FODO | A:VC15 | televac CC turbo gauge S14 |  | S13-TPS:VGC1 |  | S14-TPS:CCG1 |  | 210375 | 13—59
SR_M_A14_C97_100_13-02[mid] ¦ SR_T_S14_S14_FODO[A:VC15] | M | LV | MOM_Vacuum | Televac (gauge type 1) | SR_M | _A14_C97_100_ | 13-02 | mid | Televac CV gauge Rough S13-14 | SR_T | _S14_ | S14_FODO | A:VC15 | televac CV Rough gauge S13-14 |  | S13-TPS:VGC1 |  | S14-TPS:RP:CVG1 |  | 210376 | 13—59
SR_M_A14_C97_100_13-02[mid] ¦ SR_T_S14_S14_FODO[A:VC15] | M | MV | MOM_Vacuum | Televac (gauge type 2) | SR_M | _A14_C97_100_ | 13-02 | mid | Televac CC gauge Rough S13-14 | SR_T | _S14_ | S14_FODO | A:VC15 | televac CC Rough gauge S13-14 |  | S13-TPS:VGC1 |  | S14-TPS:RP:CCG1 |  | 210377 | 13—59
SR_M_A14_C97_100_13-02[mid] ¦ SR_U_U14_C97_100_13-14-ROUGH_PUMP[mid] | M | MV | MOM_Vacuum | Roughing Pump (by manufacturer) | SR_M | _A14_C97_100_ | 13-02 | mid | Turbo System Controller | SR_U | _U14_C97_100_ | 13-14-ROUGH_PUMP | mid | Roughing pump S13-14 |  | S13-TPS:TSC1 |  | S13-TPS:RP1 |  | 210378 | 13—59
[] ¦ [] | APS-U: 210379
SR_M_A16_C103_106_15-02[mid] ¦ SR_T_S15_S15_DLMA[A:VC3] | M | MV | MOM_Vacuum | YR48343 (pump) | SR_M | _A16_C103_106_ | 15-02 | mid | S15 ion pump 1 QPC 1 channel 1 on A:VC3 | SR_T | _S15_ | S15_DLMA | A:VC3 | Ion pump 1 |  | S15:IPC1 |  | S15:IP1 |  | 210380 | 15—60
SR_M_A16_C103_106_15-02[mid] ¦ SR_T_S15_S15_DLMA[A:VC6] | M | MV | MOM_Vacuum | YR48343 (pump) | SR_M | _A16_C103_106_ | 15-02 | mid | S15 ion pump 2 QPC 1 cahnnel 2 on A:VC6 | SR_T | _S15_ | S15_DLMA | A:VC6 | Ion pump 2 |  | S15:IPC1 |  | S15:IP2 |  | 210381 | 15—60
SR_M_A16_C103_106_15-02[mid] ¦ SR_T_S15_S15_DLMA[A:VC8] | M | MV | MOM_Vacuum | YR48343 (pump) | SR_M | _A16_C103_106_ | 15-02 | mid | S15 ion pump 3 QPC 1 channel 3 on A:VC8 | SR_T | _S15_ | S15_DLMA | A:VC8 | Ion pump 3 |  | S15:IPC1 |  | S15:IP3 |  | 210382 | 15—60
SR_M_A16_C103_106_15-02[mid] ¦ SR_T_S15_S15_QMQA[A:VC12] | M | MV | MOM_Vacuum | YR48343 (pump) | SR_M | _A16_C103_106_ | 15-02 | mid | S15 ion pump 4 QPC 1 channel 4 on A:VC12 | SR_T | _S15_ | S15_QMQA | A:VC12 | Ion pump 4 |  | S15:IPC1 |  | S15:IP4 |  | 210383 | 15—60
SR_M_A16_C103_106_15-02[mid] ¦ SR_T_S15_S15_FODO[A:VC15] | M | MV | MOM_Vacuum | YR48343 (pump) | SR_M | _A16_C103_106_ | 15-02 | mid | S15 ion pump 5 QPC 2 channel 1 on A:VC15 | SR_T | _S15_ | S15_FODO | A:VC15 | Ion pump 5 |  | S15:IPC2 |  | S15:IP5 |  | 210384 | 15—60
SR_M_A16_C103_106_15-02[mid] ¦ SR_T_S15_S15_QMQB[B:VC9] | M | MV | MOM_Vacuum | YR48343 (pump) | SR_M | _A16_C103_106_ | 15-02 | mid | S15 ion pump 6 QPC 2 channel 2 on B:VC9 | SR_T | _S15_ | S15_QMQB | B:VC9 | Ion pump 6 |  | S15:IPC2 |  | S15:IP6 |  | 210385 | 15—60
SR_M_A16_C103_106_15-02[mid] ¦ SR_T_S15_S15_DLMB[B:VC6] | M | MV | MOM_Vacuum | YR48343 (pump) | SR_M | _A16_C103_106_ | 15-02 | mid | S15 ion pump 7 QPC 2 channel 3 on B:VC6 | SR_T | _S15_ | S15_DLMB | B:VC6 | Ion pump 7 |  | S15:IPC2 |  | S15:IP7 |  | 210386 | 15—60
SR_M_A16_C103_106_15-02[mid] ¦ SR_T_S15_S15_DLMB[B:VC5] | M | MV | MOM_Vacuum | YR48343 (pump) | SR_M | _A16_C103_106_ | 15-02 | mid | S15 ion pump 8 QPC 2 channel 4 on B:VC5 | SR_T | _S15_ | S15_DLMB | B:VC5 | Ion pump 8 |  | S15:IPC2 |  | S15:IP8 |  | 210387 | 15—60
SR_M_A16_C103_106_15-02[mid] ¦ SR_T_S15_S15_DLMB[B:VC3] | M | MV | MOM_Vacuum | YR48343 (pump) | SR_M | _A16_C103_106_ | 15-02 | mid | S15 ion pump 9 MPC 1 channel 1 on B:VC3 | SR_T | _S15_ | S15_DLMB | B:VC3 | Ion pump 9 |  | S15:IPC3 |  | S15:IP9 |  | 210388 | 15—60
SR_M_A16_C103_106_15-02[mid] ¦ SR_T_S15_S15_ID[DS:IDVC] | M | MV | MOM_Vacuum | YR48343 (pump) | SR_M | _A16_C103_106_ | 15-02 | mid | S15 ion pump 10 MPC 2 channel 1 on us IDVC | SR_T | _S15_ | S15_ID | DS:IDVC | Ion pump 1 at ID |  | S15:IPC4 |  | S15ID:IP1 |  | 210389 | 15—60
SR_M_A16_C103_106_15-02[mid] ¦ SR_T_S15_S15_QMQB[B:VC9] | M | LV | MOM_Vacuum | Televac (gauge type 1) | SR_M | _A16_C103_106_ | 15-02 | mid | Televac CV gauge SR S15 | SR_T | _S15_ | S15_QMQB | B:VC9 | televac CV SR S15 |  | S15:VGC1 |  | S15:CVG1 |  | 210390 | 15—59
SR_M_A16_C103_106_15-02[mid] ¦ SR_T_S15_S15_QMQB[B:VC9] | M | MV | MOM_Vacuum | Televac (gauge type 2) | SR_M | _A16_C103_106_ | 15-02 | mid | Televac CC gauge SR S15 | SR_T | _S15_ | S15_QMQB | B:VC9 | televac CC SR S15 |  | S15:VGC1 |  | S15:CCG1 |  | 210391 | 15—59
SR_M_A16_C103_106_16-02[mid] ¦ SR_T_S15_S15_ID[DS:IDVC] | M | LV | MOM_Vacuum | Televac (gauge type 1) | SR_M | _A16_C103_106_ | 16-02 | mid | Televac CV gauge ID S15 | SR_T | _S15_ | S15_ID | DS:IDVC | televac CV IDVC S15 |  | S16:VGC1 |  | S15ID:CVG1 |  | 210392 | 16—63
SR_M_A16_C103_106_16-02[mid] ¦ SR_T_S15_S15_ID[DS:IDVC] | M | MV | MOM_Vacuum | Televac (gauge type 2) | SR_M | _A16_C103_106_ | 16-02 | mid | Televac CC gauge ID S15 | SR_T | _S15_ | S15_ID | DS:IDVC | televac CC IDVC S15 |  | S16:VGC1 |  | S15ID:CCG1 |  | 210393 | 16—63
SR_M_A16_C103_106_15-02[mid] ¦ SR_T_S15_S15_DLMA[A:GV1] | M | LV | MOM_Vacuum | YR52954 (SR valve) | SR_M | _A16_C103_106_ | 15-02 | mid | S15 us gate valve | SR_T | _S15_ | S15_DLMA | A:GV1 | us gate valve |  | S15:VVC1 |  | S15A:GV1 |  | 210394 | 15—59
SR_M_A16_C103_106_15-02[mid] ¦ SR_T_S15_S15_DLMB[B:GV1] | M | LV | MOM_Vacuum | YR52954 (SR valve) | SR_M | _A16_C103_106_ | 15-02 | mid | S15 ds gate valve | SR_T | _S15_ | S15_DLMB | B:GV1 | ds gate valve |  | S15:VVC1 |  | S15B:GV1 |  | 210395 | 15—59
SR_M_A16_C103_106_15-03[mid] ¦ SR_T_S15_S15_DLMA[A:GV1] | M | LV | MOM_Vacuum | YR52954 (SR valve) | SR_M | _A16_C103_106_ | 15-03 | mid | S15 us gate valve MPS | SR_T | _S15_ | S15_DLMA | A:GV1 | us gate valve MPS |  | S15:MPSL1 |  | S15A:GV1 |  | 210396 | 15—61
SR_M_A16_C103_106_15-03[mid] ¦ SR_T_S15_S15_DLMB[B:GV1] | M | LV | MOM_Vacuum | YR52954 (SR valve) | SR_M | _A16_C103_106_ | 15-03 | mid | S15 ds gate valve MPS | SR_T | _S15_ | S15_DLMB | B:GV1 | ds gate valve MPS |  | S15:MPSL1 |  | S15B:GV1 |  | 210397 | 15—61
SR_M_A16_C103_106_15-02[mid] ¦ SR_T_S15_S15_FODO[A:VC15] | M | MV | MOM_Vacuum | Turbo Controller | SR_M | _A16_C103_106_ | 15-02 | mid | S15 FODO ancillary Turbo Contoller | SR_T | _S15_ | S15_FODO | A:VC15 | S15 FODO ancillary turbo |  | S15-TPS:TPC1 |  | S15-TPS:TP1 |  | 210398 | 15—59
SR_M_A16_C103_106_15-02[mid] ¦ SR_T_S15_S15_FODO[A:VC15] | M | LV | MOM_Vacuum | YR52954 (SR valve) | SR_M | _A16_C103_106_ | 15-02 | mid | S15 FODO ancillary Turbo Contoller | SR_T | _S15_ | S15_FODO | A:VC15 | S15 FODO ancillary turbo gate valve |  | S15-TPS:TSC1 |  | S15-TPS:TGV1 |  | 210399 | 15—59
SR_M_A16_C103_106_15-02[mid] ¦ SR_T_S15_S15_FODO[A:VC15] | M | LV | MOM_Vacuum | YR52954 (SR valve) | SR_M | _A16_C103_106_ | 15-02 | mid | S15 FODO ancillary Turbo system backing valve | SR_T | _S15_ | S15_FODO | A:VC15 | S15 FODO ancillary turbo backing valve |  | S15-TPS:TSC1 |  | S15-TPS:BV1 |  | 210400 | 15—59
SR_M_A16_C103_106_15-02[mid] ¦ SR_T_S15_S15_FODO[A:VC15] | M | LV | MOM_Vacuum | Televac (gauge type 1) | SR_M | _A16_C103_106_ | 15-02 | mid | Televac CV gauge Turbo S15 | SR_T | _S15_ | S15_FODO | A:VC15 | televac CV Turbo gauge S15 |  | S15-TPS:VGC1 |  | S15-TPS:CVG1 |  | 210401 | 15—59
SR_M_A16_C103_106_15-02[mid] ¦ SR_T_S15_S15_FODO[A:VC15] | M | MV | MOM_Vacuum | Televac (gauge type 2) | SR_M | _A16_C103_106_ | 15-02 | mid | Televac CC gauge Turbo S15 | SR_T | _S15_ | S15_FODO | A:VC15 | televac CC turbo gauge S15 |  | S15-TPS:VGC1 |  | S15-TPS:CCG1 |  | 210402 | 15—59
[] ¦ [] | APS-U: 210403
SR_M_A16_C103_106_16-02[mid] ¦ SR_T_S16_S16_DLMA[A:VC3] | M | MV | MOM_Vacuum | YR48343 (pump) | SR_M | _A16_C103_106_ | 16-02 | mid | S16 ion pump 1 QPC 1 channel 1 on A:VC3 | SR_T | _S16_ | S16_DLMA | A:VC3 | Ion pump 1 |  | S16:IPC1 |  | S16:IP1 |  | 210404 | 16—62
SR_M_A16_C103_106_16-02[mid] ¦ SR_T_S16_S16_DLMA[A:VC6] | M | MV | MOM_Vacuum | YR48343 (pump) | SR_M | _A16_C103_106_ | 16-02 | mid | S16 ion pump 2 QPC 1 cahnnel 2 on A:VC6 | SR_T | _S16_ | S16_DLMA | A:VC6 | Ion pump 2 |  | S16:IPC1 |  | S16:IP2 |  | 210405 | 16—62
SR_M_A16_C103_106_16-02[mid] ¦ SR_T_S16_S16_DLMA[A:VC8] | M | MV | MOM_Vacuum | YR48343 (pump) | SR_M | _A16_C103_106_ | 16-02 | mid | S16 ion pump 3 QPC 1 channel 3 on A:VC8 | SR_T | _S16_ | S16_DLMA | A:VC8 | Ion pump 3 |  | S16:IPC1 |  | S16:IP3 |  | 210406 | 16—62
SR_M_A16_C103_106_16-02[mid] ¦ SR_T_S16_S16_QMQA[A:VC12] | M | MV | MOM_Vacuum | YR48343 (pump) | SR_M | _A16_C103_106_ | 16-02 | mid | S16 ion pump 4 QPC 1 channel 4 on A:VC12 | SR_T | _S16_ | S16_QMQA | A:VC12 | Ion pump 4 |  | S16:IPC1 |  | S16:IP4 |  | 210407 | 16—62
SR_M_A16_C103_106_16-02[mid] ¦ SR_T_S16_S16_FODO[A:VC15] | M | MV | MOM_Vacuum | YR48343 (pump) | SR_M | _A16_C103_106_ | 16-02 | mid | S16 ion pump 5 QPC 2 channel 1 on A:VC15 | SR_T | _S16_ | S16_FODO | A:VC15 | Ion pump 5 |  | S16:IPC2 |  | S16:IP5 |  | 210408 | 16—62
SR_M_A16_C103_106_16-02[mid] ¦ SR_T_S16_S16_QMQB[B:VC9] | M | MV | MOM_Vacuum | YR48343 (pump) | SR_M | _A16_C103_106_ | 16-02 | mid | S16 ion pump 6 QPC 2 channel 2 on B:VC9 | SR_T | _S16_ | S16_QMQB | B:VC9 | Ion pump 6 |  | S16:IPC2 |  | S16:IP6 |  | 210409 | 16—62
SR_M_A16_C103_106_16-02[mid] ¦ SR_T_S16_S16_DLMB[B:VC6] | M | MV | MOM_Vacuum | YR48343 (pump) | SR_M | _A16_C103_106_ | 16-02 | mid | S16 ion pump 7 QPC 2 channel 3 on B:VC6 | SR_T | _S16_ | S16_DLMB | B:VC6 | Ion pump 7 |  | S16:IPC2 |  | S16:IP7 |  | 210410 | 16—62
SR_M_A16_C103_106_16-02[mid] ¦ SR_T_S16_S16_DLMB[B:VC5] | M | MV | MOM_Vacuum | YR48343 (pump) | SR_M | _A16_C103_106_ | 16-02 | mid | S16 ion pump 8 QPC 2 channel 4 on B:VC5 | SR_T | _S16_ | S16_DLMB | B:VC5 | Ion pump 8 |  | S16:IPC2 |  | S16:IP8 |  | 210411 | 16—62
SR_M_A16_C103_106_16-02[mid] ¦ SR_T_S16_S16_DLMB[B:VC3] | M | MV | MOM_Vacuum | YR48343 (pump) | SR_M | _A16_C103_106_ | 16-02 | mid | S16 ion pump 9 MPC 1 channel 1 on B:VC3 | SR_T | _S16_ | S16_DLMB | B:VC3 | Ion pump 9 |  | S16:IPC3 |  | S16:IP9 |  | 210412 | 16—62
SR_M_A16_C103_106_16-02[mid] ¦ SR_T_S16_S16_ID[DS:IDVC] | M | MV | MOM_Vacuum | YR48343 (pump) | SR_M | _A16_C103_106_ | 16-02 | mid | S16 ion pump 10 MPC 2 channel 1 on us IDVC | SR_T | _S16_ | S16_ID | DS:IDVC | Ion pump 1 at ID |  | S16:IPC4 |  | S16ID:IP1 |  | 210413 | 16—62
SR_M_A16_C103_106_15-02[mid] ¦ SR_T_S16_S16_QMQB[B:VC9] | M | LV | MOM_Vacuum | Televac (gauge type 1) | SR_M | _A16_C103_106_ | 15-02 | mid | Televac CV gauge SR S16 | SR_T | _S16_ | S16_QMQB | B:VC9 | televac CV SR S16 |  | S15:VGC1 |  | S16:CVG1 |  | 210414 | 15—59
SR_M_A16_C103_106_15-02[mid] ¦ SR_T_S16_S16_QMQB[B:VC9] | M | MV | MOM_Vacuum | Televac (gauge type 2) | SR_M | _A16_C103_106_ | 15-02 | mid | Televac CC gauge SR S16 | SR_T | _S16_ | S16_QMQB | B:VC9 | televac CC SR S16 |  | S15:VGC1 |  | S16:CCG1 |  | 210415 | 15—59
SR_M_A16_C103_106_16-02[mid] ¦ SR_T_S16_S16_ID[DS:IDVC] | M | LV | MOM_Vacuum | Televac (gauge type 1) | SR_M | _A16_C103_106_ | 16-02 | mid | Televac CV gauge ID S16 | SR_T | _S16_ | S16_ID | DS:IDVC | televac CV IDVC S16 |  | S16:VGC1 |  | S16ID:CVG1 |  | 210416 | 16—63
SR_M_A16_C103_106_16-02[mid] ¦ SR_T_S16_S16_ID[DS:IDVC] | M | MV | MOM_Vacuum | Televac (gauge type 2) | SR_M | _A16_C103_106_ | 16-02 | mid | Televac CC gauge ID S16 | SR_T | _S16_ | S16_ID | DS:IDVC | televac CC IDVC S16 |  | S16:VGC1 |  | S16ID:CCG1 |  | 210417 | 16—63
SR_M_A16_C103_106_16-02[mid] ¦ SR_T_S16_S16_DLMA[A:GV1] | M | LV | MOM_Vacuum | YR52954 (SR valve) | SR_M | _A16_C103_106_ | 16-02 | mid | S16 us gate valve | SR_T | _S16_ | S16_DLMA | A:GV1 | us gate valve |  | S16:VVC1 |  | S16A:GV1 |  | 210418 | 16—63
SR_M_A16_C103_106_16-02[mid] ¦ SR_T_S16_S16_DLMB[B:GV1] | M | LV | MOM_Vacuum | YR52954 (SR valve) | SR_M | _A16_C103_106_ | 16-02 | mid | S16 ds gate valve | SR_T | _S16_ | S16_DLMB | B:GV1 | ds gate valve |  | S16:VVC1 |  | S16B:GV1 |  | 210419 | 16—63
SR_M_A16_C103_106_15-03[mid] ¦ SR_T_S16_S16_DLMA[A:GV1] | M | LV | MOM_Vacuum | YR52954 (SR valve) | SR_M | _A16_C103_106_ | 15-03 | mid | S16 us gate valve MPS | SR_T | _S16_ | S16_DLMA | A:GV1 | us gate valve MPS |  | S15:MPSL1 |  | S16A:GV1 |  | 210420 | 15—61
SR_M_A16_C103_106_15-03[mid] ¦ SR_T_S16_S16_DLMB[B:GV1] | M | LV | MOM_Vacuum | YR52954 (SR valve) | SR_M | _A16_C103_106_ | 15-03 | mid | S16 ds gate valve MPS | SR_T | _S16_ | S16_DLMB | B:GV1 | ds gate valve MPS |  | S15:MPSL1 |  | S16B:GV1 |  | 210421 | 15—61
SR_M_A16_C103_106_15-02[mid] ¦ SR_T_S16_S16_FODO[A:VC15] | M | MV | MOM_Vacuum | Turbo Controller | SR_M | _A16_C103_106_ | 15-02 | mid | S16 FODO ancillary Turbo Contoller | SR_T | _S16_ | S16_FODO | A:VC15 | S16 FODO ancillary turbo |  | S16-TPS:TPC1 |  | S16-TPS:TP1 |  | 210422 | 15—59
SR_M_A16_C103_106_15-02[mid] ¦ SR_T_S16_S16_FODO[A:VC15] | M | LV | MOM_Vacuum | YR52954 (SR valve) | SR_M | _A16_C103_106_ | 15-02 | mid | S16 FODO ancillary Turbo system Contoller | SR_T | _S16_ | S16_FODO | A:VC15 | S16 FODO ancillary turbo gate valve |  | S15-TPS:TSC1 |  | S16-TPS:TGV1 |  | 210423 | 15—59
SR_M_A16_C103_106_15-02[mid] ¦ SR_T_S16_S16_FODO[A:VC15] | M | LV | MOM_Vacuum | YR52954 (SR valve) | SR_M | _A16_C103_106_ | 15-02 | mid | S16 FODO ancillary Turbo system backing valve | SR_T | _S16_ | S16_FODO | A:VC15 | S16 FODO ancillary turbo backing valve |  | S15-TPS:TSC1 |  | S16-TPS:BV1 |  | 210424 | 15—59
SR_M_A16_C103_106_15-02[mid] ¦ SR_T_S16_S16_FODO[A:VC15] | M | LV | MOM_Vacuum | Televac (gauge type 1) | SR_M | _A16_C103_106_ | 15-02 | mid | Televac CV gauge Turbo S16 | SR_T | _S16_ | S16_FODO | A:VC15 | televac CV Turbo gauge S16 |  | S15-TPS:VGC1 |  | S16-TPS:CVG1 |  | 210425 | 15—59
SR_M_A16_C103_106_15-02[mid] ¦ SR_T_S16_S16_FODO[A:VC15] | M | MV | MOM_Vacuum | Televac (gauge type 2) | SR_M | _A16_C103_106_ | 15-02 | mid | Televac CC gauge Turbo S16 | SR_T | _S16_ | S16_FODO | A:VC15 | televac CC turbo gauge S16 |  | S15-TPS:VGC1 |  | S16-TPS:CCG1 |  | 210426 | 15—59
SR_M_A16_C103_106_15-02[mid] ¦ SR_T_S16_S16_FODO[A:VC15] | M | LV | MOM_Vacuum | Televac (gauge type 1) | SR_M | _A16_C103_106_ | 15-02 | mid | Televac CV gauge Rough S15-16 | SR_T | _S16_ | S16_FODO | A:VC15 | televac CV Rough gauge S15-16 |  | S15-TPS:VGC1 |  | S16-TPS:RP:CVG1 |  | 210427 | 15—59
SR_M_A16_C103_106_15-02[mid] ¦ SR_T_S16_S16_FODO[A:VC15] | M | MV | MOM_Vacuum | Televac (gauge type 2) | SR_M | _A16_C103_106_ | 15-02 | mid | Televac CC gauge Rough S15-16 | SR_T | _S16_ | S16_FODO | A:VC15 | televac CC Rough gauge S15-16 |  | S15-TPS:VGC1 |  | S16-TPS:RP:CCG1 |  | 210428 | 15—59
SR_M_A16_C103_106_15-02[mid] ¦ SR_U_U15_C100_103_15-16-ROUGH_PUMP[mid] | M | MV | MOM_Vacuum | Roughing Pump (by manufacturer) | SR_M | _A16_C103_106_ | 15-02 | mid | Turbo System Controller | SR_U | _U15_C100_103_ | 15-16-ROUGH_PUMP | mid | Roughing pump S15-16 |  | S15-TPS:TSC1 |  | S15-TPS:RP1 |  | 210429 | 15—59
[] ¦ [] | APS-U: 210430
SR_M_A18_C109_112_17-02[mid] ¦ SR_T_S17_S17_DLMA[A:VC3] | M | MV | MOM_Vacuum | YR48343 (pump) | SR_M | _A18_C109_112_ | 17-02 | mid | S17 ion pump 1 QPC 1 channel 1 on A:VC3 | SR_T | _S17_ | S17_DLMA | A:VC3 | Ion pump 1 |  | S17:IPC1 |  | S17:IP1 |  | 210431 | 17—60
SR_M_A18_C109_112_17-02[mid] ¦ SR_T_S17_S17_DLMA[A:VC6] | M | MV | MOM_Vacuum | YR48343 (pump) | SR_M | _A18_C109_112_ | 17-02 | mid | S17 ion pump 2 QPC 1 cahnnel 2 on A:VC6 | SR_T | _S17_ | S17_DLMA | A:VC6 | Ion pump 2 |  | S17:IPC1 |  | S17:IP2 |  | 210432 | 17—60
SR_M_A18_C109_112_17-02[mid] ¦ SR_T_S17_S17_DLMA[A:VC8] | M | MV | MOM_Vacuum | YR48343 (pump) | SR_M | _A18_C109_112_ | 17-02 | mid | S17 ion pump 3 QPC 1 channel 3 on A:VC8 | SR_T | _S17_ | S17_DLMA | A:VC8 | Ion pump 3 |  | S17:IPC1 |  | S17:IP3 |  | 210433 | 17—60
SR_M_A18_C109_112_17-02[mid] ¦ SR_T_S17_S17_QMQA[A:VC12] | M | MV | MOM_Vacuum | YR48343 (pump) | SR_M | _A18_C109_112_ | 17-02 | mid | S17 ion pump 4 QPC 1 channel 4 on A:VC12 | SR_T | _S17_ | S17_QMQA | A:VC12 | Ion pump 4 |  | S17:IPC1 |  | S17:IP4 |  | 210434 | 17—60
SR_M_A18_C109_112_17-02[mid] ¦ SR_T_S17_S17_FODO[A:VC15] | M | MV | MOM_Vacuum | YR48343 (pump) | SR_M | _A18_C109_112_ | 17-02 | mid | S17 ion pump 5 QPC 2 channel 1 on A:VC15 | SR_T | _S17_ | S17_FODO | A:VC15 | Ion pump 5 |  | S17:IPC2 |  | S17:IP5 |  | 210435 | 17—60
SR_M_A18_C109_112_17-02[mid] ¦ SR_T_S17_S17_QMQB[B:VC9] | M | MV | MOM_Vacuum | YR48343 (pump) | SR_M | _A18_C109_112_ | 17-02 | mid | S17 ion pump 6 QPC 2 channel 2 on B:VC9 | SR_T | _S17_ | S17_QMQB | B:VC9 | Ion pump 6 |  | S17:IPC2 |  | S17:IP6 |  | 210436 | 17—60
SR_M_A18_C109_112_17-02[mid] ¦ SR_T_S17_S17_DLMB[B:VC6] | M | MV | MOM_Vacuum | YR48343 (pump) | SR_M | _A18_C109_112_ | 17-02 | mid | S17 ion pump 7 QPC 2 channel 3 on B:VC6 | SR_T | _S17_ | S17_DLMB | B:VC6 | Ion pump 7 |  | S17:IPC2 |  | S17:IP7 |  | 210437 | 17—60
SR_M_A18_C109_112_17-02[mid] ¦ SR_T_S17_S17_DLMB[B:VC5] | M | MV | MOM_Vacuum | YR48343 (pump) | SR_M | _A18_C109_112_ | 17-02 | mid | S17 ion pump 8 QPC 2 channel 4 on B:VC5 | SR_T | _S17_ | S17_DLMB | B:VC5 | Ion pump 8 |  | S17:IPC2 |  | S17:IP8 |  | 210438 | 17—60
SR_M_A18_C109_112_17-02[mid] ¦ SR_T_S17_S17_DLMB[B:VC3] | M | MV | MOM_Vacuum | YR48343 (pump) | SR_M | _A18_C109_112_ | 17-02 | mid | S17 ion pump 9 MPC 1 channel 1 on B:VC3 | SR_T | _S17_ | S17_DLMB | B:VC3 | Ion pump 9 |  | S17:IPC3 |  | S17:IP9 |  | 210439 | 17—60
SR_M_A18_C109_112_17-02[mid] ¦ SR_T_S17_S17_ID[DS:IDVC] | M | MV | MOM_Vacuum | YR48343 (pump) | SR_M | _A18_C109_112_ | 17-02 | mid | S17 ion pump 10 MPC 2 channel 1 on us IDVC | SR_T | _S17_ | S17_ID | DS:IDVC | Ion pump 1 at ID |  | S17:IPC4 |  | S17ID:IP1 |  | 210440 | 17—60
SR_M_A18_C109_112_17-02[mid] ¦ SR_T_S17_S17_QMQB[B:VC9] | M | LV | MOM_Vacuum | Televac (gauge type 1) | SR_M | _A18_C109_112_ | 17-02 | mid | Televac CV gauge SR S17 | SR_T | _S17_ | S17_QMQB | B:VC9 | televac CV SR S17 |  | S17:VGC1 |  | S17:CVG1 |  | 210441 | 17—59
SR_M_A18_C109_112_17-02[mid] ¦ SR_T_S17_S17_QMQB[B:VC9] | M | MV | MOM_Vacuum | Televac (gauge type 2) | SR_M | _A18_C109_112_ | 17-02 | mid | Televac CC gauge SR S17 | SR_T | _S17_ | S17_QMQB | B:VC9 | televac CC SR S17 |  | S17:VGC1 |  | S17:CCG1 |  | 210442 | 17—59
SR_M_A18_C109_112_18-02[mid] ¦ SR_T_S17_S17_ID[DS:IDVC] | M | LV | MOM_Vacuum | Televac (gauge type 1) | SR_M | _A18_C109_112_ | 18-02 | mid | Televac CV gauge ID S17 | SR_T | _S17_ | S17_ID | DS:IDVC | televac CV IDVC S17 |  | S18:VGC1 |  | S17ID:CVG1 |  | 210443 | 18—63
SR_M_A18_C109_112_18-02[mid] ¦ SR_T_S17_S17_ID[DS:IDVC] | M | MV | MOM_Vacuum | Televac (gauge type 2) | SR_M | _A18_C109_112_ | 18-02 | mid | Televac CC gauge ID S17 | SR_T | _S17_ | S17_ID | DS:IDVC | televac CC IDVC S17 |  | S18:VGC1 |  | S17ID:CCG1 |  | 210444 | 18—63
SR_M_A18_C109_112_17-02[mid] ¦ SR_T_S17_S17_DLMA[A:GV1] | M | LV | MOM_Vacuum | YR52954 (SR valve) | SR_M | _A18_C109_112_ | 17-02 | mid | S17 us gate valve | SR_T | _S17_ | S17_DLMA | A:GV1 | us gate valve |  | S17:VVC1 |  | S17A:GV1 |  | 210445 | 17—59
SR_M_A18_C109_112_17-02[mid] ¦ SR_T_S17_S17_DLMB[B:GV1] | M | LV | MOM_Vacuum | YR52954 (SR valve) | SR_M | _A18_C109_112_ | 17-02 | mid | S17 ds gate valve | SR_T | _S17_ | S17_DLMB | B:GV1 | ds gate valve |  | S17:VVC1 |  | S17B:GV1 |  | 210446 | 17—59
SR_M_A18_C109_112_17-03[mid] ¦ SR_T_S17_S17_DLMA[A:GV1] | M | LV | MOM_Vacuum | YR52954 (SR valve) | SR_M | _A18_C109_112_ | 17-03 | mid | S17 us gate valve MPS | SR_T | _S17_ | S17_DLMA | A:GV1 | us gate valve MPS |  | S17:MPSL1 |  | S17A:GV1 |  | 210447 | 17—61
SR_M_A18_C109_112_17-03[mid] ¦ SR_T_S17_S17_DLMB[B:GV1] | M | LV | MOM_Vacuum | YR52954 (SR valve) | SR_M | _A18_C109_112_ | 17-03 | mid | S17 ds gate valve MPS | SR_T | _S17_ | S17_DLMB | B:GV1 | ds gate valve MPS |  | S17:MPSL1 |  | S17B:GV1 |  | 210448 | 17—61
SR_M_A18_C109_112_17-02[mid] ¦ SR_T_S17_S17_FODO[A:VC15] | M | MV | MOM_Vacuum | Turbo Controller | SR_M | _A18_C109_112_ | 17-02 | mid | S17 FODO ancillary Turbo Contoller | SR_T | _S17_ | S17_FODO | A:VC15 | S17 FODO ancillary turbo |  | S17-TPS:TPC1 |  | S17-TPS:TP1 |  | 210449 | 17—59
SR_M_A18_C109_112_17-02[mid] ¦ SR_T_S17_S17_FODO[A:VC15] | M | LV | MOM_Vacuum | YR52954 (SR valve) | SR_M | _A18_C109_112_ | 17-02 | mid | S17 FODO ancillary Turbo Contoller | SR_T | _S17_ | S17_FODO | A:VC15 | S17 FODO ancillary turbo gate valve |  | S17-TPS:TSC1 |  | S17-TPS:TGV1 |  | 210450 | 17—59
SR_M_A18_C109_112_17-02[mid] ¦ SR_T_S17_S17_FODO[A:VC15] | M | LV | MOM_Vacuum | YR52954 (SR valve) | SR_M | _A18_C109_112_ | 17-02 | mid | S17 FODO ancillary Turbo system backing valve | SR_T | _S17_ | S17_FODO | A:VC15 | S17 FODO ancillary turbo backing valve |  | S17-TPS:TSC1 |  | S17-TPS:BV1 |  | 210451 | 17—59
SR_M_A18_C109_112_17-02[mid] ¦ SR_T_S17_S17_FODO[A:VC15] | M | LV | MOM_Vacuum | Televac (gauge type 1) | SR_M | _A18_C109_112_ | 17-02 | mid | Televac CV gauge Turbo S17 | SR_T | _S17_ | S17_FODO | A:VC15 | televac CV Turbo gauge S17 |  | S17-TPS:VGC1 |  | S17-TPS:CVG1 |  | 210452 | 17—59
SR_M_A18_C109_112_17-02[mid] ¦ SR_T_S17_S17_FODO[A:VC15] | M | MV | MOM_Vacuum | Televac (gauge type 2) | SR_M | _A18_C109_112_ | 17-02 | mid | Televac CC gauge Turbo S17 | SR_T | _S17_ | S17_FODO | A:VC15 | televac CC turbo gauge S17 |  | S17-TPS:VGC1 |  | S17-TPS:CCG1 |  | 210453 | 17—59
[] ¦ [] | APS-U: 210454
SR_M_A18_C109_112_18-02[mid] ¦ SR_T_S18_S18_DLMA[A:VC3] | M | MV | MOM_Vacuum | YR48343 (pump) | SR_M | _A18_C109_112_ | 18-02 | mid | S18 ion pump 1 QPC 1 channel 1 on A:VC3 | SR_T | _S18_ | S18_DLMA | A:VC3 | Ion pump 1 |  | S18:IPC1 |  | S18:IP1 |  | 210455 | 18—62
SR_M_A18_C109_112_18-02[mid] ¦ SR_T_S18_S18_DLMA[A:VC6] | M | MV | MOM_Vacuum | YR48343 (pump) | SR_M | _A18_C109_112_ | 18-02 | mid | S18 ion pump 2 QPC 1 cahnnel 2 on A:VC6 | SR_T | _S18_ | S18_DLMA | A:VC6 | Ion pump 2 |  | S18:IPC1 |  | S18:IP2 |  | 210456 | 18—62
SR_M_A18_C109_112_18-02[mid] ¦ SR_T_S18_S18_DLMA[A:VC8] | M | MV | MOM_Vacuum | YR48343 (pump) | SR_M | _A18_C109_112_ | 18-02 | mid | S18 ion pump 3 QPC 1 channel 3 on A:VC8 | SR_T | _S18_ | S18_DLMA | A:VC8 | Ion pump 3 |  | S18:IPC1 |  | S18:IP3 |  | 210457 | 18—62
SR_M_A18_C109_112_18-02[mid] ¦ SR_T_S18_S18_QMQA[A:VC12] | M | MV | MOM_Vacuum | YR48343 (pump) | SR_M | _A18_C109_112_ | 18-02 | mid | S18 ion pump 4 QPC 1 channel 4 on A:VC12 | SR_T | _S18_ | S18_QMQA | A:VC12 | Ion pump 4 |  | S18:IPC1 |  | S18:IP4 |  | 210458 | 18—62
SR_M_A18_C109_112_18-02[mid] ¦ SR_T_S18_S18_FODO[A:VC15] | M | MV | MOM_Vacuum | YR48343 (pump) | SR_M | _A18_C109_112_ | 18-02 | mid | S18 ion pump 5 QPC 2 channel 1 on A:VC15 | SR_T | _S18_ | S18_FODO | A:VC15 | Ion pump 5 |  | S18:IPC2 |  | S18:IP5 |  | 210459 | 18—62
SR_M_A18_C109_112_18-02[mid] ¦ SR_T_S18_S18_QMQB[B:VC9] | M | MV | MOM_Vacuum | YR48343 (pump) | SR_M | _A18_C109_112_ | 18-02 | mid | S18 ion pump 6 QPC 2 channel 2 on B:VC9 | SR_T | _S18_ | S18_QMQB | B:VC9 | Ion pump 6 |  | S18:IPC2 |  | S18:IP6 |  | 210460 | 18—62
SR_M_A18_C109_112_18-02[mid] ¦ SR_T_S18_S18_DLMB[B:VC6] | M | MV | MOM_Vacuum | YR48343 (pump) | SR_M | _A18_C109_112_ | 18-02 | mid | S18 ion pump 7 QPC 2 channel 3 on B:VC6 | SR_T | _S18_ | S18_DLMB | B:VC6 | Ion pump 7 |  | S18:IPC2 |  | S18:IP7 |  | 210461 | 18—62
SR_M_A18_C109_112_18-02[mid] ¦ SR_T_S18_S18_DLMB[B:VC5] | M | MV | MOM_Vacuum | YR48343 (pump) | SR_M | _A18_C109_112_ | 18-02 | mid | S18 ion pump 8 QPC 2 channel 4 on B:VC5 | SR_T | _S18_ | S18_DLMB | B:VC5 | Ion pump 8 |  | S18:IPC2 |  | S18:IP8 |  | 210462 | 18—62
SR_M_A18_C109_112_18-02[mid] ¦ SR_T_S18_S18_DLMB[B:VC3] | M | MV | MOM_Vacuum | YR48343 (pump) | SR_M | _A18_C109_112_ | 18-02 | mid | S18 ion pump 9 MPC 1 channel 1 on B:VC3 | SR_T | _S18_ | S18_DLMB | B:VC3 | Ion pump 9 |  | S18:IPC3 |  | S18:IP9 |  | 210463 | 18—62
SR_M_A18_C109_112_18-02[mid] ¦ SR_T_S18_S18_ID[DS:IDVC] | M | MV | MOM_Vacuum | YR48343 (pump) | SR_M | _A18_C109_112_ | 18-02 | mid | S18 ion pump 10 MPC 2 channel 1 on us IDVC | SR_T | _S18_ | S18_ID | DS:IDVC | Ion pump 1 at ID |  | S18:IPC4 |  | S18ID:IP1 |  | 210464 | 18—62
SR_M_A18_C109_112_17-02[mid] ¦ SR_T_S18_S18_QMQB[B:VC9] | M | LV | MOM_Vacuum | Televac (gauge type 1) | SR_M | _A18_C109_112_ | 17-02 | mid | Televac CV gauge SR S18 | SR_T | _S18_ | S18_QMQB | B:VC9 | televac CV SR S18 |  | S17:VGC1 |  | S18:CVG1 |  | 210465 | 17—59
SR_M_A18_C109_112_17-02[mid] ¦ SR_T_S18_S18_QMQB[B:VC9] | M | MV | MOM_Vacuum | Televac (gauge type 2) | SR_M | _A18_C109_112_ | 17-02 | mid | Televac CC gauge SR S18 | SR_T | _S18_ | S18_QMQB | B:VC9 | televac CC SR S18 |  | S17:VGC1 |  | S18:CCG1 |  | 210466 | 17—59
SR_M_A18_C109_112_18-02[mid] ¦ SR_T_S18_S18_ID[DS:IDVC] | M | LV | MOM_Vacuum | Televac (gauge type 1) | SR_M | _A18_C109_112_ | 18-02 | mid | Televac CV gauge ID S18 | SR_T | _S18_ | S18_ID | DS:IDVC | televac CV IDVC S18 |  | S18:VGC1 |  | S18ID:CVG1 |  | 210467 | 18—63
SR_M_A18_C109_112_18-02[mid] ¦ SR_T_S18_S18_ID[DS:IDVC] | M | MV | MOM_Vacuum | Televac (gauge type 2) | SR_M | _A18_C109_112_ | 18-02 | mid | Televac CC gauge ID S18 | SR_T | _S18_ | S18_ID | DS:IDVC | televac CC IDVC S18 |  | S18:VGC1 |  | S18ID:CCG1 |  | 210468 | 18—63
SR_M_A18_C109_112_18-02[mid] ¦ SR_T_S18_S18_DLMA[A:GV1] | M | LV | MOM_Vacuum | YR52954 (SR valve) | SR_M | _A18_C109_112_ | 18-02 | mid | S18 us gate valve | SR_T | _S18_ | S18_DLMA | A:GV1 | us gate valve |  | S18:VVC1 |  | S18A:GV1 |  | 210469 | 18—63
SR_M_A18_C109_112_18-02[mid] ¦ SR_T_S18_S18_DLMB[B:GV1] | M | LV | MOM_Vacuum | YR52954 (SR valve) | SR_M | _A18_C109_112_ | 18-02 | mid | S18 ds gate valve | SR_T | _S18_ | S18_DLMB | B:GV1 | ds gate valve |  | S18:VVC1 |  | S18B:GV1 |  | 210470 | 18—63
SR_M_A18_C109_112_17-03[mid] ¦ SR_T_S18_S18_DLMA[A:GV1] | M | LV | MOM_Vacuum | YR52954 (SR valve) | SR_M | _A18_C109_112_ | 17-03 | mid | S18 us gate valve MPS | SR_T | _S18_ | S18_DLMA | A:GV1 | us gate valve MPS |  | S17:MPSL1 |  | S18A:GV1 |  | 210471 | 17—61
SR_M_A18_C109_112_17-03[mid] ¦ SR_T_S18_S18_DLMB[B:GV1] | M | LV | MOM_Vacuum | YR52954 (SR valve) | SR_M | _A18_C109_112_ | 17-03 | mid | S18 ds gate valve MPS | SR_T | _S18_ | S18_DLMB | B:GV1 | ds gate valve MPS |  | S17:MPSL1 |  | S18B:GV1 |  | 210472 | 17—61
SR_M_A18_C109_112_17-02[mid] ¦ SR_T_S18_S18_FODO[A:VC15] | M | MV | MOM_Vacuum | Turbo Controller | SR_M | _A18_C109_112_ | 17-02 | mid | S18 FODO ancillary Turbo Contoller | SR_T | _S18_ | S18_FODO | A:VC15 | S18 FODO ancillary turbo |  | S18-TPS:TPC1 |  | S18-TPS:TP1 |  | 210473 | 17—59
SR_M_A18_C109_112_17-02[mid] ¦ SR_T_S18_S18_FODO[A:VC15] | M | LV | MOM_Vacuum | YR52954 (SR valve) | SR_M | _A18_C109_112_ | 17-02 | mid | S18 FODO ancillary Turbo system Contoller | SR_T | _S18_ | S18_FODO | A:VC15 | S18 FODO ancillary turbo gate valve |  | S17-TPS:TSC1 |  | S18-TPS:TGV1 |  | 210474 | 17—59
SR_M_A18_C109_112_17-02[mid] ¦ SR_T_S18_S18_FODO[A:VC15] | M | LV | MOM_Vacuum | YR52954 (SR valve) | SR_M | _A18_C109_112_ | 17-02 | mid | S18 FODO ancillary Turbo system backing valve | SR_T | _S18_ | S18_FODO | A:VC15 | S18 FODO ancillary turbo backing valve |  | S17-TPS:TSC1 |  | S18-TPS:BV1 |  | 210475 | 17—59
SR_M_A18_C109_112_17-02[mid] ¦ SR_T_S18_S18_FODO[A:VC15] | M | LV | MOM_Vacuum | Televac (gauge type 1) | SR_M | _A18_C109_112_ | 17-02 | mid | Televac CV gauge Turbo S18 | SR_T | _S18_ | S18_FODO | A:VC15 | televac CV Turbo gauge S18 |  | S17-TPS:VGC1 |  | S18-TPS:CVG1 |  | 210476 | 17—59
SR_M_A18_C109_112_17-02[mid] ¦ SR_T_S18_S18_FODO[A:VC15] | M | MV | MOM_Vacuum | Televac (gauge type 2) | SR_M | _A18_C109_112_ | 17-02 | mid | Televac CC gauge Turbo S18 | SR_T | _S18_ | S18_FODO | A:VC15 | televac CC turbo gauge S18 |  | S17-TPS:VGC1 |  | S18-TPS:CCG1 |  | 210477 | 17—59
SR_M_A18_C109_112_17-02[mid] ¦ SR_T_S18_S18_FODO[A:VC15] | M | LV | MOM_Vacuum | Televac (gauge type 1) | SR_M | _A18_C109_112_ | 17-02 | mid | Televac CV gauge Rough S17-18 | SR_T | _S18_ | S18_FODO | A:VC15 | televac CV Rough gauge S17-18 |  | S17-TPS:VGC1 |  | S18-TPS:RP:CVG1 |  | 210478 | 17—59
SR_M_A18_C109_112_17-02[mid] ¦ SR_T_S18_S18_FODO[A:VC15] | M | MV | MOM_Vacuum | Televac (gauge type 2) | SR_M | _A18_C109_112_ | 17-02 | mid | Televac CC gauge Rough S17-18 | SR_T | _S18_ | S18_FODO | A:VC15 | televac CC Rough gauge S17-18 |  | S17-TPS:VGC1 |  | S18-TPS:RP:CCG1 |  | 210479 | 17—59
SR_M_A18_C109_112_17-02[mid] ¦ SR_M_A18_C109_112_17-18-ROUGH_PUMP[mid] | M | MV | MOM_Vacuum | Roughing Pump (by manufacturer) | SR_M | _A18_C109_112_ | 17-02 | mid | Turbo System Controller | SR_M | _A18_C109_112_ | 17-18-ROUGH_PUMP | mid | Roughing pump S17-18 |  | S17-TPS:TSC1 |  | S17-TPS:RP1 |  | 210480 | 17—59
[] ¦ [] | APS-U: 210481
SR_M_A20_C115_118_19-02[mid] ¦ SR_T_S19_S19_DLMA[A:VC3] | M | MV | MOM_Vacuum | YR48343 (pump) | SR_M | _A20_C115_118_ | 19-02 | mid | S19 ion pump 1 QPC 1 channel 1 on A:VC3 | SR_T | _S19_ | S19_DLMA | A:VC3 | Ion pump 1 |  | S19:IPC1 |  | S19:IP1 |  | 210482 | 19—60
SR_M_A20_C115_118_19-02[mid] ¦ SR_T_S19_S19_DLMA[A:VC6] | M | MV | MOM_Vacuum | YR48343 (pump) | SR_M | _A20_C115_118_ | 19-02 | mid | S19 ion pump 2 QPC 1 cahnnel 2 on A:VC6 | SR_T | _S19_ | S19_DLMA | A:VC6 | Ion pump 2 |  | S19:IPC1 |  | S19:IP2 |  | 210483 | 19—60
SR_M_A20_C115_118_19-02[mid] ¦ SR_T_S19_S19_DLMA[A:VC8] | M | MV | MOM_Vacuum | YR48343 (pump) | SR_M | _A20_C115_118_ | 19-02 | mid | S19 ion pump 3 QPC 1 channel 3 on A:VC8 | SR_T | _S19_ | S19_DLMA | A:VC8 | Ion pump 3 |  | S19:IPC1 |  | S19:IP3 |  | 210484 | 19—60
SR_M_A20_C115_118_19-02[mid] ¦ SR_T_S19_S19_QMQA[A:VC12] | M | MV | MOM_Vacuum | YR48343 (pump) | SR_M | _A20_C115_118_ | 19-02 | mid | S19 ion pump 4 QPC 1 channel 4 on A:VC12 | SR_T | _S19_ | S19_QMQA | A:VC12 | Ion pump 4 |  | S19:IPC1 |  | S19:IP4 |  | 210485 | 19—60
SR_M_A20_C115_118_19-02[mid] ¦ SR_T_S19_S19_FODO[A:VC15] | M | MV | MOM_Vacuum | YR48343 (pump) | SR_M | _A20_C115_118_ | 19-02 | mid | S19 ion pump 5 QPC 2 channel 1 on A:VC15 | SR_T | _S19_ | S19_FODO | A:VC15 | Ion pump 5 |  | S19:IPC2 |  | S19:IP5 |  | 210486 | 19—60
SR_M_A20_C115_118_19-02[mid] ¦ SR_T_S19_S19_QMQB[B:VC9] | M | MV | MOM_Vacuum | YR48343 (pump) | SR_M | _A20_C115_118_ | 19-02 | mid | S19 ion pump 6 QPC 2 channel 2 on B:VC9 | SR_T | _S19_ | S19_QMQB | B:VC9 | Ion pump 6 |  | S19:IPC2 |  | S19:IP6 |  | 210487 | 19—60
SR_M_A20_C115_118_19-02[mid] ¦ SR_T_S19_S19_DLMB[B:VC6] | M | MV | MOM_Vacuum | YR48343 (pump) | SR_M | _A20_C115_118_ | 19-02 | mid | S19 ion pump 7 QPC 2 channel 3 on B:VC6 | SR_T | _S19_ | S19_DLMB | B:VC6 | Ion pump 7 |  | S19:IPC2 |  | S19:IP7 |  | 210488 | 19—60
SR_M_A20_C115_118_19-02[mid] ¦ SR_T_S19_S19_DLMB[B:VC5] | M | MV | MOM_Vacuum | YR48343 (pump) | SR_M | _A20_C115_118_ | 19-02 | mid | S19 ion pump 8 QPC 2 channel 4 on B:VC5 | SR_T | _S19_ | S19_DLMB | B:VC5 | Ion pump 8 |  | S19:IPC2 |  | S19:IP8 |  | 210489 | 19—60
SR_M_A20_C115_118_19-02[mid] ¦ SR_T_S19_S19_DLMB[B:VC3] | M | MV | MOM_Vacuum | YR48343 (pump) | SR_M | _A20_C115_118_ | 19-02 | mid | S19 ion pump 9 MPC 1 channel 1 on B:VC3 | SR_T | _S19_ | S19_DLMB | B:VC3 | Ion pump 9 |  | S19:IPC3 |  | S19:IP9 |  | 210490 | 19—60
SR_M_A20_C115_118_19-02[mid] ¦ SR_T_S19_S19_ID[DS:IDVC] | M | MV | MOM_Vacuum | YR48343 (pump) | SR_M | _A20_C115_118_ | 19-02 | mid | S19 ion pump 10 MPC 2 channel 1 on us IDVC | SR_T | _S19_ | S19_ID | DS:IDVC | Ion pump 1 at ID |  | S19:IPC4 |  | S19ID:IP1 |  | 210491 | 19—60
SR_M_A20_C115_118_19-02[mid] ¦ SR_T_S19_S19_QMQB[B:VC9] | M | LV | MOM_Vacuum | Televac (gauge type 1) | SR_M | _A20_C115_118_ | 19-02 | mid | Televac CV gauge SR S19 | SR_T | _S19_ | S19_QMQB | B:VC9 | televac CV SR S19 |  | S19:VGC1 |  | S19:CVG1 |  | 210492 | 19—59
SR_M_A20_C115_118_19-02[mid] ¦ SR_T_S19_S19_QMQB[B:VC9] | M | MV | MOM_Vacuum | Televac (gauge type 2) | SR_M | _A20_C115_118_ | 19-02 | mid | Televac CC gauge SR S19 | SR_T | _S19_ | S19_QMQB | B:VC9 | televac CC SR S19 |  | S19:VGC1 |  | S19:CCG1 |  | 210493 | 19—59
SR_M_A20_C115_118_20-02[mid] ¦ SR_T_S19_S19_ID[DS:IDVC] | M | LV | MOM_Vacuum | Televac (gauge type 1) | SR_M | _A20_C115_118_ | 20-02 | mid | Televac CV gauge ID S19 | SR_T | _S19_ | S19_ID | DS:IDVC | televac CV IDVC S19 |  | S20:VGC1 |  | S19ID:CVG1 |  | 210494 | 20—63
SR_M_A20_C115_118_20-02[mid] ¦ SR_T_S19_S19_ID[DS:IDVC] | M | MV | MOM_Vacuum | Televac (gauge type 2) | SR_M | _A20_C115_118_ | 20-02 | mid | Televac CC gauge ID S19 | SR_T | _S19_ | S19_ID | DS:IDVC | televac CC IDVC S19 |  | S20:VGC1 |  | S19ID:CCG1 |  | 210495 | 20—63
SR_M_A20_C115_118_19-02[mid] ¦ SR_T_S19_S19_DLMA[A:GV1] | M | LV | MOM_Vacuum | YR52954 (SR valve) | SR_M | _A20_C115_118_ | 19-02 | mid | S19 us gate valve | SR_T | _S19_ | S19_DLMA | A:GV1 | us gate valve |  | S19:VVC1 |  | S19A:GV1 |  | 210496 | 19—59
SR_M_A20_C115_118_19-02[mid] ¦ SR_T_S19_S19_DLMB[B:GV1] | M | LV | MOM_Vacuum | YR52954 (SR valve) | SR_M | _A20_C115_118_ | 19-02 | mid | S19 ds gate valve | SR_T | _S19_ | S19_DLMB | B:GV1 | ds gate valve |  | S19:VVC1 |  | S19B:GV1 |  | 210497 | 19—59
SR_M_A20_C115_118_19-03[mid] ¦ SR_T_S19_S19_DLMA[A:GV1] | M | LV | MOM_Vacuum | YR52954 (SR valve) | SR_M | _A20_C115_118_ | 19-03 | mid | S19 us gate valve MPS | SR_T | _S19_ | S19_DLMA | A:GV1 | us gate valve MPS |  | S19:MPSL1 |  | S19A:GV1 |  | 210498 | 19—61
SR_M_A20_C115_118_19-03[mid] ¦ SR_T_S19_S19_DLMB[B:GV1] | M | LV | MOM_Vacuum | YR52954 (SR valve) | SR_M | _A20_C115_118_ | 19-03 | mid | S19 ds gate valve MPS | SR_T | _S19_ | S19_DLMB | B:GV1 | ds gate valve MPS |  | S19:MPSL1 |  | S19B:GV1 |  | 210499 | 19—61
SR_M_A20_C115_118_19-02[mid] ¦ SR_T_S19_S19_FODO[A:VC15] | M | MV | MOM_Vacuum | Turbo Controller | SR_M | _A20_C115_118_ | 19-02 | mid | S19 FODO ancillary Turbo Contoller | SR_T | _S19_ | S19_FODO | A:VC15 | S19 FODO ancillary turbo |  | S19-TPS:TPC1 |  | S19-TPS:TP1 |  | 210500 | 19—59
SR_M_A20_C115_118_19-02[mid] ¦ SR_T_S19_S19_FODO[A:VC15] | M | LV | MOM_Vacuum | YR52954 (SR valve) | SR_M | _A20_C115_118_ | 19-02 | mid | S19 FODO ancillary Turbo Contoller | SR_T | _S19_ | S19_FODO | A:VC15 | S19 FODO ancillary turbo gate valve |  | S19-TPS:TSC1 |  | S19-TPS:TGV1 |  | 210501 | 19—59
SR_M_A20_C115_118_19-02[mid] ¦ SR_T_S19_S19_FODO[A:VC15] | M | LV | MOM_Vacuum | YR52954 (SR valve) | SR_M | _A20_C115_118_ | 19-02 | mid | S19 FODO ancillary Turbo system backing valve | SR_T | _S19_ | S19_FODO | A:VC15 | S19 FODO ancillary turbo backing valve |  | S19-TPS:TSC1 |  | S19-TPS:BV1 |  | 210502 | 19—59
SR_M_A20_C115_118_19-02[mid] ¦ SR_T_S19_S19_FODO[A:VC15] | M | LV | MOM_Vacuum | Televac (gauge type 1) | SR_M | _A20_C115_118_ | 19-02 | mid | Televac CV gauge Turbo S19 | SR_T | _S19_ | S19_FODO | A:VC15 | televac CV Turbo gauge S19 |  | S19-TPS:VGC1 |  | S19-TPS:CVG1 |  | 210503 | 19—59
SR_M_A20_C115_118_19-02[mid] ¦ SR_T_S19_S19_FODO[A:VC15] | M | MV | MOM_Vacuum | Televac (gauge type 2) | SR_M | _A20_C115_118_ | 19-02 | mid | Televac CC gauge Turbo S19 | SR_T | _S19_ | S19_FODO | A:VC15 | televac CC turbo gauge S19 |  | S19-TPS:VGC1 |  | S19-TPS:CCG1 |  | 210504 | 19—59
[] ¦ [] | APS-U: 210505
SR_M_A20_C115_118_20-02[mid] ¦ SR_T_S20_S20_DLMA[A:VC3] | M | MV | MOM_Vacuum | YR48343 (pump) | SR_M | _A20_C115_118_ | 20-02 | mid | S20 ion pump 1 QPC 1 channel 1 on A:VC3 | SR_T | _S20_ | S20_DLMA | A:VC3 | Ion pump 1 |  | S20:IPC1 |  | S20:IP1 |  | 210506 | 20—62
SR_M_A20_C115_118_20-02[mid] ¦ SR_T_S20_S20_DLMA[A:VC6] | M | MV | MOM_Vacuum | YR48343 (pump) | SR_M | _A20_C115_118_ | 20-02 | mid | S20 ion pump 2 QPC 1 cahnnel 2 on A:VC6 | SR_T | _S20_ | S20_DLMA | A:VC6 | Ion pump 2 |  | S20:IPC1 |  | S20:IP2 |  | 210507 | 20—62
SR_M_A20_C115_118_20-02[mid] ¦ SR_T_S20_S20_DLMA[A:VC8] | M | MV | MOM_Vacuum | YR48343 (pump) | SR_M | _A20_C115_118_ | 20-02 | mid | S20 ion pump 3 QPC 1 channel 3 on A:VC8 | SR_T | _S20_ | S20_DLMA | A:VC8 | Ion pump 3 |  | S20:IPC1 |  | S20:IP3 |  | 210508 | 20—62
SR_M_A20_C115_118_20-02[mid] ¦ SR_T_S20_S20_QMQA[A:VC12] | M | MV | MOM_Vacuum | YR48343 (pump) | SR_M | _A20_C115_118_ | 20-02 | mid | S20 ion pump 4 QPC 1 channel 4 on A:VC12 | SR_T | _S20_ | S20_QMQA | A:VC12 | Ion pump 4 |  | S20:IPC1 |  | S20:IP4 |  | 210509 | 20—62
SR_M_A20_C115_118_20-02[mid] ¦ SR_T_S20_S20_FODO[A:VC15] | M | MV | MOM_Vacuum | YR48343 (pump) | SR_M | _A20_C115_118_ | 20-02 | mid | S20 ion pump 5 QPC 2 channel 1 on A:VC15 | SR_T | _S20_ | S20_FODO | A:VC15 | Ion pump 5 |  | S20:IPC2 |  | S20:IP5 |  | 210510 | 20—62
SR_M_A20_C115_118_20-02[mid] ¦ SR_T_S20_S20_QMQB[B:VC9] | M | MV | MOM_Vacuum | YR48343 (pump) | SR_M | _A20_C115_118_ | 20-02 | mid | S20 ion pump 6 QPC 2 channel 2 on B:VC9 | SR_T | _S20_ | S20_QMQB | B:VC9 | Ion pump 6 |  | S20:IPC2 |  | S20:IP6 |  | 210511 | 20—62
SR_M_A20_C115_118_20-02[mid] ¦ SR_T_S20_S20_DLMB[B:VC6] | M | MV | MOM_Vacuum | YR48343 (pump) | SR_M | _A20_C115_118_ | 20-02 | mid | S20 ion pump 7 QPC 2 channel 3 on B:VC6 | SR_T | _S20_ | S20_DLMB | B:VC6 | Ion pump 7 |  | S20:IPC2 |  | S20:IP7 |  | 210512 | 20—62
SR_M_A20_C115_118_20-02[mid] ¦ SR_T_S20_S20_DLMB[B:VC5] | M | MV | MOM_Vacuum | YR48343 (pump) | SR_M | _A20_C115_118_ | 20-02 | mid | S20 ion pump 8 QPC 2 channel 4 on B:VC5 | SR_T | _S20_ | S20_DLMB | B:VC5 | Ion pump 8 |  | S20:IPC2 |  | S20:IP8 |  | 210513 | 20—62
SR_M_A20_C115_118_20-02[mid] ¦ SR_T_S20_S20_DLMB[B:VC3] | M | MV | MOM_Vacuum | YR48343 (pump) | SR_M | _A20_C115_118_ | 20-02 | mid | S20 ion pump 9 MPC 1 channel 1 on B:VC3 | SR_T | _S20_ | S20_DLMB | B:VC3 | Ion pump 9 |  | S20:IPC3 |  | S20:IP9 |  | 210514 | 20—62
SR_M_A20_C115_118_20-02[mid] ¦ SR_T_S20_S20_ID[US:IDVC] | M | MV | MOM_Vacuum | YR48343 (pump) | SR_M | _A20_C115_118_ | 20-02 | mid | S20 ion pump 10 MPC 2 channel 1 on us IDVC | SR_T | _S20_ | S20_ID | US:IDVC | Ion pump 1 at ID |  | S20:IPC4 |  | S20ID:IP1 |  | 210515 | 20—62
SR_M_A20_C115_118_20-02[mid] ¦ SR_T_S20_S20_ID[DS:IDVC] | M | MV | MOM_Vacuum | YR48343 (pump) | SR_M | _A20_C115_118_ | 20-02 | mid | S20 ion pump 11 MPC 2 channel 2 on ds IDVC | SR_T | _S20_ | S20_ID | DS:IDVC | Ion pump 2 at ID |  | S20:IPC4 |  | S20ID:IP2 |  | 210516 | 20—62 |  | S20 SCU (11th ion pump)
SR_M_A20_C115_118_19-02[mid] ¦ SR_T_S20_S20_QMQB[B:VC9] | M | LV | MOM_Vacuum | Televac (gauge type 1) | SR_M | _A20_C115_118_ | 19-02 | mid | Televac CV gauge SR S20 | SR_T | _S20_ | S20_QMQB | B:VC9 | televac CV SR S20 |  | S19:VGC1 |  | S20:CVG1 |  | 210517 | 19—59
SR_M_A20_C115_118_19-02[mid] ¦ SR_T_S20_S20_QMQB[B:VC9] | M | MV | MOM_Vacuum | Televac (gauge type 2) | SR_M | _A20_C115_118_ | 19-02 | mid | Televac CC gauge SR S20 | SR_T | _S20_ | S20_QMQB | B:VC9 | televac CC SR S20 |  | S19:VGC1 |  | S20:CCG1 |  | 210518 | 19—59
SR_M_A20_C115_118_20-02[mid] ¦ SR_T_S20_S20_ID[DS:IDVC] | M | LV | MOM_Vacuum | Televac (gauge type 1) | SR_M | _A20_C115_118_ | 20-02 | mid | Televac CV gauge ID S20 | SR_T | _S20_ | S20_ID | DS:IDVC | televac CV IDVC S20 |  | S20:VGC1 |  | S20ID:CVG1 |  | 210519 | 20—63
SR_M_A20_C115_118_20-02[mid] ¦ SR_T_S20_S20_ID[DS:IDVC] | M | MV | MOM_Vacuum | Televac (gauge type 2) | SR_M | _A20_C115_118_ | 20-02 | mid | Televac CC gauge ID S20 | SR_T | _S20_ | S20_ID | DS:IDVC | televac CC IDVC S20 |  | S20:VGC1 |  | S20ID:CCG1 |  | 210520 | 20—63
SR_M_A20_C115_118_20-02[mid] ¦ SR_T_S20_S20_DLMA[A:GV1] | M | LV | MOM_Vacuum | YR52954 (SR valve) | SR_M | _A20_C115_118_ | 20-02 | mid | S20 us gate valve | SR_T | _S20_ | S20_DLMA | A:GV1 | us gate valve |  | S20:VVC1 |  | S20A:GV1 |  | 210521 | 20—63
SR_M_A20_C115_118_20-02[mid] ¦ SR_T_S20_S20_DLMB[B:GV1] | M | LV | MOM_Vacuum | YR52954 (SR valve) | SR_M | _A20_C115_118_ | 20-02 | mid | S20 ds gate valve | SR_T | _S20_ | S20_DLMB | B:GV1 | ds gate valve |  | S20:VVC1 |  | S20B:GV1 |  | 210522 | 20—63
SR_M_A20_C115_118_19-03[mid] ¦ SR_T_S20_S20_DLMA[A:GV1] | M | LV | MOM_Vacuum | YR52954 (SR valve) | SR_M | _A20_C115_118_ | 19-03 | mid | S20 us gate valve MPS | SR_T | _S20_ | S20_DLMA | A:GV1 | us gate valve MPS |  | S19:MPSL1 |  | S20A:GV1 |  | 210523 | 19—61
SR_M_A20_C115_118_19-03[mid] ¦ SR_T_S20_S20_DLMB[B:GV1] | M | LV | MOM_Vacuum | YR52954 (SR valve) | SR_M | _A20_C115_118_ | 19-03 | mid | S20 ds gate valve MPS | SR_T | _S20_ | S20_DLMB | B:GV1 | ds gate valve MPS |  | S19:MPSL1 |  | S20B:GV1 |  | 210524 | 19—61
SR_M_A20_C115_118_19-02[mid] ¦ SR_T_S20_S20_FODO[A:VC15] | M | MV | MOM_Vacuum | Turbo Controller | SR_M | _A20_C115_118_ | 19-02 | mid | S20 FODO ancillary Turbo Contoller | SR_T | _S20_ | S20_FODO | A:VC15 | S20 FODO ancillary turbo |  | S20-TPS:TPC1 |  | S20-TPS:TP1 |  | 210525 | 19—59
SR_M_A20_C115_118_19-02[mid] ¦ SR_T_S20_S20_FODO[A:VC15] | M | LV | MOM_Vacuum | YR52954 (SR valve) | SR_M | _A20_C115_118_ | 19-02 | mid | S20 FODO ancillary Turbo system Contoller | SR_T | _S20_ | S20_FODO | A:VC15 | S20 FODO ancillary turbo gate valve |  | S19-TPS:TSC1 |  | S20-TPS:TGV1 |  | 210526 | 19—59
SR_M_A20_C115_118_19-02[mid] ¦ SR_T_S20_S20_FODO[A:VC15] | M | LV | MOM_Vacuum | YR52954 (SR valve) | SR_M | _A20_C115_118_ | 19-02 | mid | S20 FODO ancillary Turbo system backing valve | SR_T | _S20_ | S20_FODO | A:VC15 | S20 FODO ancillary turbo backing valve |  | S19-TPS:TSC1 |  | S20-TPS:BV1 |  | 210527 | 19—59
SR_M_A20_C115_118_19-02[mid] ¦ SR_T_S20_S20_FODO[A:VC15] | M | LV | MOM_Vacuum | Televac (gauge type 1) | SR_M | _A20_C115_118_ | 19-02 | mid | Televac CV gauge Turbo S20 | SR_T | _S20_ | S20_FODO | A:VC15 | televac CV Turbo gauge S20 |  | S19-TPS:VGC1 |  | S20-TPS:CVG1 |  | 210528 | 19—59
SR_M_A20_C115_118_19-02[mid] ¦ SR_T_S20_S20_FODO[A:VC15] | M | MV | MOM_Vacuum | Televac (gauge type 2) | SR_M | _A20_C115_118_ | 19-02 | mid | Televac CC gauge Turbo S20 | SR_T | _S20_ | S20_FODO | A:VC15 | televac CC turbo gauge S20 |  | S19-TPS:VGC1 |  | S20-TPS:CCG1 |  | 210529 | 19—59
SR_M_A20_C115_118_19-02[mid] ¦ SR_T_S20_S20_FODO[A:VC15] | M | LV | MOM_Vacuum | Televac (gauge type 1) | SR_M | _A20_C115_118_ | 19-02 | mid | Televac CV gauge Rough S19-20 | SR_T | _S20_ | S20_FODO | A:VC15 | televac CV Rough gauge S19-20 |  | S19-TPS:VGC1 |  | S20-TPS:RP:CVG1 |  | 210530 | 19—59
SR_M_A20_C115_118_19-02[mid] ¦ SR_T_S20_S20_FODO[A:VC15] | M | MV | MOM_Vacuum | Televac (gauge type 2) | SR_M | _A20_C115_118_ | 19-02 | mid | Televac CC gauge Rough S19-20 | SR_T | _S20_ | S20_FODO | A:VC15 | televac CC Rough gauge S19-20 |  | S19-TPS:VGC1 |  | S20-TPS:RP:CCG1 |  | 210531 | 19—59
SR_M_A20_C115_118_19-02[mid] ¦ SR_U_U19_C112_115_19-20-ROUGH_PUMP[mid] | M | MV | MOM_Vacuum | Roughing Pump (by manufacturer) | SR_M | _A20_C115_118_ | 19-02 | mid | Turbo System Controller | SR_U | _U19_C112_115_ | 19-20-ROUGH_PUMP | mid | Roughing pump S19-20 |  | S19-TPS:TSC1 |  | S19-TPS:RP1 |  | 210532 | 19—59
[] ¦ [] | APS-U: 210533
SR_M_A22_C121_124_21-02[mid] ¦ SR_T_S21_S21_DLMA[A:VC3] | M | MV | MOM_Vacuum | YR48343 (pump) | SR_M | _A22_C121_124_ | 21-02 | mid | S21 ion pump 1 QPC 1 channel 1 on A:VC3 | SR_T | _S21_ | S21_DLMA | A:VC3 | Ion pump 1 |  | S21:IPC1 |  | S21:IP1 |  | 210534 | 21—60
SR_M_A22_C121_124_21-02[mid] ¦ SR_T_S21_S21_DLMA[A:VC6] | M | MV | MOM_Vacuum | YR48343 (pump) | SR_M | _A22_C121_124_ | 21-02 | mid | S21 ion pump 2 QPC 1 cahnnel 2 on A:VC6 | SR_T | _S21_ | S21_DLMA | A:VC6 | Ion pump 2 |  | S21:IPC1 |  | S21:IP2 |  | 210535 | 21—60
SR_M_A22_C121_124_21-02[mid] ¦ SR_T_S21_S21_DLMA[A:VC8] | M | MV | MOM_Vacuum | YR48343 (pump) | SR_M | _A22_C121_124_ | 21-02 | mid | S21 ion pump 3 QPC 1 channel 3 on A:VC8 | SR_T | _S21_ | S21_DLMA | A:VC8 | Ion pump 3 |  | S21:IPC1 |  | S21:IP3 |  | 210536 | 21—60
SR_M_A22_C121_124_21-02[mid] ¦ SR_T_S21_S21_QMQA[A:VC12] | M | MV | MOM_Vacuum | YR48343 (pump) | SR_M | _A22_C121_124_ | 21-02 | mid | S21 ion pump 4 QPC 1 channel 4 on A:VC12 | SR_T | _S21_ | S21_QMQA | A:VC12 | Ion pump 4 |  | S21:IPC1 |  | S21:IP4 |  | 210537 | 21—60
SR_M_A22_C121_124_21-02[mid] ¦ SR_T_S21_S21_FODO[A:VC15] | M | MV | MOM_Vacuum | YR48343 (pump) | SR_M | _A22_C121_124_ | 21-02 | mid | S21 ion pump 5 QPC 2 channel 1 on A:VC15 | SR_T | _S21_ | S21_FODO | A:VC15 | Ion pump 5 |  | S21:IPC2 |  | S21:IP5 |  | 210538 | 21—60
SR_M_A22_C121_124_21-02[mid] ¦ SR_T_S21_S21_QMQB[B:VC9] | M | MV | MOM_Vacuum | YR48343 (pump) | SR_M | _A22_C121_124_ | 21-02 | mid | S21 ion pump 6 QPC 2 channel 2 on B:VC9 | SR_T | _S21_ | S21_QMQB | B:VC9 | Ion pump 6 |  | S21:IPC2 |  | S21:IP6 |  | 210539 | 21—60
SR_M_A22_C121_124_21-02[mid] ¦ SR_T_S21_S21_DLMB[B:VC6] | M | MV | MOM_Vacuum | YR48343 (pump) | SR_M | _A22_C121_124_ | 21-02 | mid | S21 ion pump 7 QPC 2 channel 3 on B:VC6 | SR_T | _S21_ | S21_DLMB | B:VC6 | Ion pump 7 |  | S21:IPC2 |  | S21:IP7 |  | 210540 | 21—60
SR_M_A22_C121_124_21-02[mid] ¦ SR_T_S21_S21_DLMB[B:VC5] | M | MV | MOM_Vacuum | YR48343 (pump) | SR_M | _A22_C121_124_ | 21-02 | mid | S21 ion pump 8 QPC 2 channel 4 on B:VC5 | SR_T | _S21_ | S21_DLMB | B:VC5 | Ion pump 8 |  | S21:IPC2 |  | S21:IP8 |  | 210541 | 21—60
SR_M_A22_C121_124_21-02[mid] ¦ SR_T_S21_S21_DLMB[B:VC3] | M | MV | MOM_Vacuum | YR48343 (pump) | SR_M | _A22_C121_124_ | 21-02 | mid | S21 ion pump 9 MPC 1 channel 1 on B:VC3 | SR_T | _S21_ | S21_DLMB | B:VC3 | Ion pump 9 |  | S21:IPC3 |  | S21:IP9 |  | 210542 | 21—60
SR_M_A22_C121_124_21-02[mid] ¦ SR_T_S21_S21_ID[DS:IDVC] | M | MV | MOM_Vacuum | YR48343 (pump) | SR_M | _A22_C121_124_ | 21-02 | mid | S21 ion pump 10 MPC 2 channel 1 on us IDVC | SR_T | _S21_ | S21_ID | DS:IDVC | Ion pump 1 at ID |  | S21:IPC4 |  | S21ID:IP1 |  | 210543 | 21—60
SR_M_A22_C121_124_21-02[mid] ¦ SR_T_S21_S21_QMQB[B:VC9] | M | LV | MOM_Vacuum | Televac (gauge type 1) | SR_M | _A22_C121_124_ | 21-02 | mid | Televac CV gauge SR S21 | SR_T | _S21_ | S21_QMQB | B:VC9 | televac CV SR S21 |  | S21:VGC1 |  | S21:CVG1 |  | 210544 | 21—59
SR_M_A22_C121_124_21-02[mid] ¦ SR_T_S21_S21_QMQB[B:VC9] | M | MV | MOM_Vacuum | Televac (gauge type 2) | SR_M | _A22_C121_124_ | 21-02 | mid | Televac CC gauge SR S21 | SR_T | _S21_ | S21_QMQB | B:VC9 | televac CC SR S21 |  | S21:VGC1 |  | S21:CCG1 |  | 210545 | 21—59
SR_M_A22_C121_124_22-02[mid] ¦ SR_T_S21_S21_ID[DS:IDVC] | M | LV | MOM_Vacuum | Televac (gauge type 1) | SR_M | _A22_C121_124_ | 22-02 | mid | Televac CV gauge ID S21 | SR_T | _S21_ | S21_ID | DS:IDVC | televac CV IDVC S21 |  | S22:VGC1 |  | S21ID:CVG1 |  | 210546 | 22—63
SR_M_A22_C121_124_22-02[mid] ¦ SR_T_S21_S21_ID[DS:IDVC] | M | MV | MOM_Vacuum | Televac (gauge type 2) | SR_M | _A22_C121_124_ | 22-02 | mid | Televac CC gauge ID S21 | SR_T | _S21_ | S21_ID | DS:IDVC | televac CC IDVC S21 |  | S22:VGC1 |  | S21ID:CCG1 |  | 210547 | 22—63
SR_M_A22_C121_124_21-02[mid] ¦ SR_T_S21_S21_DLMA[A:GV1] | M | LV | MOM_Vacuum | YR52954 (SR valve) | SR_M | _A22_C121_124_ | 21-02 | mid | S21 us gate valve | SR_T | _S21_ | S21_DLMA | A:GV1 | us gate valve |  | S21:VVC1 |  | S21A:GV1 |  | 210548 | 21—59
SR_M_A22_C121_124_21-02[mid] ¦ SR_T_S21_S21_DLMB[B:GV1] | M | LV | MOM_Vacuum | YR52954 (SR valve) | SR_M | _A22_C121_124_ | 21-02 | mid | S21 ds gate valve | SR_T | _S21_ | S21_DLMB | B:GV1 | ds gate valve |  | S21:VVC1 |  | S21B:GV1 |  | 210549 | 21—59
SR_M_A22_C121_124_21-03[mid] ¦ SR_T_S21_S21_DLMA[A:GV1] | M | LV | MOM_Vacuum | YR52954 (SR valve) | SR_M | _A22_C121_124_ | 21-03 | mid | S21 us gate valve MPS | SR_T | _S21_ | S21_DLMA | A:GV1 | us gate valve MPS |  | S21:MPSL1 |  | S21A:GV1 |  | 210550 | 21—61
SR_M_A22_C121_124_21-03[mid] ¦ SR_T_S21_S21_DLMB[B:GV1] | M | LV | MOM_Vacuum | YR52954 (SR valve) | SR_M | _A22_C121_124_ | 21-03 | mid | S21 ds gate valve MPS | SR_T | _S21_ | S21_DLMB | B:GV1 | ds gate valve MPS |  | S21:MPSL1 |  | S21B:GV1 |  | 210551 | 21—61
SR_M_A22_C121_124_21-02[mid] ¦ SR_T_S21_S21_FODO[A:VC15] | M | MV | MOM_Vacuum | Turbo Controller | SR_M | _A22_C121_124_ | 21-02 | mid | S21 FODO ancillary Turbo Contoller | SR_T | _S21_ | S21_FODO | A:VC15 | S21 FODO ancillary turbo |  | S21-TPS:TPC1 |  | S21-TPS:TP1 |  | 210552 | 21—59
SR_M_A22_C121_124_21-02[mid] ¦ SR_T_S21_S21_FODO[A:VC15] | M | LV | MOM_Vacuum | YR52954 (SR valve) | SR_M | _A22_C121_124_ | 21-02 | mid | S21 FODO ancillary Turbo Contoller | SR_T | _S21_ | S21_FODO | A:VC15 | S21 FODO ancillary turbo gate valve |  | S21-TPS:TSC1 |  | S21-TPS:TGV1 |  | 210553 | 21—59
SR_M_A22_C121_124_21-02[mid] ¦ SR_T_S21_S21_FODO[A:VC15] | M | LV | MOM_Vacuum | YR52954 (SR valve) | SR_M | _A22_C121_124_ | 21-02 | mid | S21 FODO ancillary Turbo system backing valve | SR_T | _S21_ | S21_FODO | A:VC15 | S21 FODO ancillary turbo backing valve |  | S21-TPS:TSC1 |  | S21-TPS:BV1 |  | 210554 | 21—59
SR_M_A22_C121_124_21-02[mid] ¦ SR_T_S21_S21_FODO[A:VC15] | M | LV | MOM_Vacuum | Televac (gauge type 1) | SR_M | _A22_C121_124_ | 21-02 | mid | Televac CV gauge Turbo S21 | SR_T | _S21_ | S21_FODO | A:VC15 | televac CV Turbo gauge S21 |  | S21-TPS:VGC1 |  | S21-TPS:CVG1 |  | 210555 | 21—59
SR_M_A22_C121_124_21-02[mid] ¦ SR_T_S21_S21_FODO[A:VC15] | M | MV | MOM_Vacuum | Televac (gauge type 2) | SR_M | _A22_C121_124_ | 21-02 | mid | Televac CC gauge Turbo S21 | SR_T | _S21_ | S21_FODO | A:VC15 | televac CC turbo gauge S21 |  | S21-TPS:VGC1 |  | S21-TPS:CCG1 |  | 210556 | 21—59
[] ¦ [] | APS-U: 210557
SR_M_A22_C121_124_22-02[mid] ¦ SR_T_S22_S22_DLMA[A:VC3] | M | MV | MOM_Vacuum | YR48343 (pump) | SR_M | _A22_C121_124_ | 22-02 | mid | S22 ion pump 1 QPC 1 channel 1 on A:VC3 | SR_T | _S22_ | S22_DLMA | A:VC3 | Ion pump 1 |  | S22:IPC1 |  | S22:IP1 |  | 210558 | 22—62
SR_M_A22_C121_124_22-02[mid] ¦ SR_T_S22_S22_DLMA[A:VC6] | M | MV | MOM_Vacuum | YR48343 (pump) | SR_M | _A22_C121_124_ | 22-02 | mid | S22 ion pump 2 QPC 1 cahnnel 2 on A:VC6 | SR_T | _S22_ | S22_DLMA | A:VC6 | Ion pump 2 |  | S22:IPC1 |  | S22:IP2 |  | 210559 | 22—62
SR_M_A22_C121_124_22-02[mid] ¦ SR_T_S22_S22_DLMA[A:VC8] | M | MV | MOM_Vacuum | YR48343 (pump) | SR_M | _A22_C121_124_ | 22-02 | mid | S22 ion pump 3 QPC 1 channel 3 on A:VC8 | SR_T | _S22_ | S22_DLMA | A:VC8 | Ion pump 3 |  | S22:IPC1 |  | S22:IP3 |  | 210560 | 22—62
SR_M_A22_C121_124_22-02[mid] ¦ SR_T_S22_S22_QMQA[A:VC12] | M | MV | MOM_Vacuum | YR48343 (pump) | SR_M | _A22_C121_124_ | 22-02 | mid | S22 ion pump 4 QPC 1 channel 4 on A:VC12 | SR_T | _S22_ | S22_QMQA | A:VC12 | Ion pump 4 |  | S22:IPC1 |  | S22:IP4 |  | 210561 | 22—62
SR_M_A22_C121_124_22-02[mid] ¦ SR_T_S22_S22_FODO[A:VC15] | M | MV | MOM_Vacuum | YR48343 (pump) | SR_M | _A22_C121_124_ | 22-02 | mid | S22 ion pump 5 QPC 2 channel 1 on A:VC15 | SR_T | _S22_ | S22_FODO | A:VC15 | Ion pump 5 |  | S22:IPC2 |  | S22:IP5 |  | 210562 | 22—62
SR_M_A22_C121_124_22-02[mid] ¦ SR_T_S22_S22_QMQB[B:VC9] | M | MV | MOM_Vacuum | YR48343 (pump) | SR_M | _A22_C121_124_ | 22-02 | mid | S22 ion pump 6 QPC 2 channel 2 on B:VC9 | SR_T | _S22_ | S22_QMQB | B:VC9 | Ion pump 6 |  | S22:IPC2 |  | S22:IP6 |  | 210563 | 22—62
SR_M_A22_C121_124_22-02[mid] ¦ SR_T_S22_S22_DLMB[B:VC6] | M | MV | MOM_Vacuum | YR48343 (pump) | SR_M | _A22_C121_124_ | 22-02 | mid | S22 ion pump 7 QPC 2 channel 3 on B:VC6 | SR_T | _S22_ | S22_DLMB | B:VC6 | Ion pump 7 |  | S22:IPC2 |  | S22:IP7 |  | 210564 | 22—62
SR_M_A22_C121_124_22-02[mid] ¦ SR_T_S22_S22_DLMB[B:VC5] | M | MV | MOM_Vacuum | YR48343 (pump) | SR_M | _A22_C121_124_ | 22-02 | mid | S22 ion pump 8 QPC 2 channel 4 on B:VC5 | SR_T | _S22_ | S22_DLMB | B:VC5 | Ion pump 8 |  | S22:IPC2 |  | S22:IP8 |  | 210565 | 22—62
SR_M_A22_C121_124_22-02[mid] ¦ SR_T_S22_S22_DLMB[B:VC3] | M | MV | MOM_Vacuum | YR48343 (pump) | SR_M | _A22_C121_124_ | 22-02 | mid | S22 ion pump 9 MPC 1 channel 1 on B:VC3 | SR_T | _S22_ | S22_DLMB | B:VC3 | Ion pump 9 |  | S22:IPC3 |  | S22:IP9 |  | 210566 | 22—62
SR_M_A22_C121_124_22-02[mid] ¦ SR_T_S22_S22_ID[DS:IDVC] | M | MV | MOM_Vacuum | YR48343 (pump) | SR_M | _A22_C121_124_ | 22-02 | mid | S22 ion pump 10 MPC 2 channel 1 on us IDVC | SR_T | _S22_ | S22_ID | DS:IDVC | Ion pump 1 at ID |  | S22:IPC4 |  | S22ID:IP1 |  | 210567 | 22—62
SR_M_A22_C121_124_21-02[mid] ¦ SR_T_S22_S22_QMQB[B:VC9] | M | LV | MOM_Vacuum | Televac (gauge type 1) | SR_M | _A22_C121_124_ | 21-02 | mid | Televac CV gauge SR S22 | SR_T | _S22_ | S22_QMQB | B:VC9 | televac CV SR S22 |  | S21:VGC1 |  | S22:CVG1 |  | 210568 | 21—59
SR_M_A22_C121_124_21-02[mid] ¦ SR_T_S22_S22_QMQB[B:VC9] | M | MV | MOM_Vacuum | Televac (gauge type 2) | SR_M | _A22_C121_124_ | 21-02 | mid | Televac CC gauge SR S22 | SR_T | _S22_ | S22_QMQB | B:VC9 | televac CC SR S22 |  | S21:VGC1 |  | S22:CCG1 |  | 210569 | 21—59
SR_M_A22_C121_124_22-02[mid] ¦ SR_T_S22_S22_ID[DS:IDVC] | M | LV | MOM_Vacuum | Televac (gauge type 1) | SR_M | _A22_C121_124_ | 22-02 | mid | Televac CV gauge ID S22 | SR_T | _S22_ | S22_ID | DS:IDVC | televac CV IDVC S22 |  | S22:VGC1 |  | S22ID:CVG1 |  | 210570 | 22—63
SR_M_A22_C121_124_22-02[mid] ¦ SR_T_S22_S22_ID[DS:IDVC] | M | MV | MOM_Vacuum | Televac (gauge type 2) | SR_M | _A22_C121_124_ | 22-02 | mid | Televac CC gauge ID S22 | SR_T | _S22_ | S22_ID | DS:IDVC | televac CC IDVC S22 |  | S22:VGC1 |  | S22ID:CCG1 |  | 210571 | 22—63
SR_M_A22_C121_124_22-02[mid] ¦ SR_T_S22_S22_DLMA[A:GV1] | M | LV | MOM_Vacuum | YR52954 (SR valve) | SR_M | _A22_C121_124_ | 22-02 | mid | S22 us gate valve | SR_T | _S22_ | S22_DLMA | A:GV1 | us gate valve |  | S22:VVC1 |  | S22A:GV1 |  | 210572 | 22—63
SR_M_A22_C121_124_22-02[mid] ¦ SR_T_S22_S22_DLMB[B:GV1] | M | LV | MOM_Vacuum | YR52954 (SR valve) | SR_M | _A22_C121_124_ | 22-02 | mid | S22 ds gate valve | SR_T | _S22_ | S22_DLMB | B:GV1 | ds gate valve |  | S22:VVC1 |  | S22B:GV1 |  | 210573 | 22—63
SR_M_A22_C121_124_21-03[mid] ¦ SR_T_S22_S22_DLMA[A:GV1] | M | LV | MOM_Vacuum | YR52954 (SR valve) | SR_M | _A22_C121_124_ | 21-03 | mid | S22 us gate valve MPS | SR_T | _S22_ | S22_DLMA | A:GV1 | us gate valve MPS |  | S21:MPSL1 |  | S22A:GV1 |  | 210574 | 21—61
SR_M_A22_C121_124_21-03[mid] ¦ SR_T_S22_S22_DLMB[B:GV1] | M | LV | MOM_Vacuum | YR52954 (SR valve) | SR_M | _A22_C121_124_ | 21-03 | mid | S22 ds gate valve MPS | SR_T | _S22_ | S22_DLMB | B:GV1 | ds gate valve MPS |  | S21:MPSL1 |  | S22B:GV1 |  | 210575 | 21—61
SR_M_A22_C121_124_21-02[mid] ¦ SR_T_S22_S22_FODO[A:VC15] | M | MV | MOM_Vacuum | Turbo Controller | SR_M | _A22_C121_124_ | 21-02 | mid | S22 FODO ancillary Turbo Contoller | SR_T | _S22_ | S22_FODO | A:VC15 | S22 FODO ancillary turbo |  | S22-TPS:TPC1 |  | S22-TPS:TP1 |  | 210576 | 21—59
SR_M_A22_C121_124_21-02[mid] ¦ SR_T_S22_S22_FODO[A:VC15] | M | LV | MOM_Vacuum | YR52954 (SR valve) | SR_M | _A22_C121_124_ | 21-02 | mid | S22 FODO ancillary Turbo system Contoller | SR_T | _S22_ | S22_FODO | A:VC15 | S22 FODO ancillary turbo gate valve |  | S21-TPS:TSC1 |  | S22-TPS:TGV1 |  | 210577 | 21—59
SR_M_A22_C121_124_21-02[mid] ¦ SR_T_S22_S22_FODO[A:VC15] | M | LV | MOM_Vacuum | YR52954 (SR valve) | SR_M | _A22_C121_124_ | 21-02 | mid | S22 FODO ancillary Turbo system backing valve | SR_T | _S22_ | S22_FODO | A:VC15 | S22 FODO ancillary turbo backing valve |  | S21-TPS:TSC1 |  | S22-TPS:BV1 |  | 210578 | 21—59
SR_M_A22_C121_124_21-02[mid] ¦ SR_T_S22_S22_FODO[A:VC15] | M | LV | MOM_Vacuum | Televac (gauge type 1) | SR_M | _A22_C121_124_ | 21-02 | mid | Televac CV gauge Turbo S22 | SR_T | _S22_ | S22_FODO | A:VC15 | televac CV Turbo gauge S22 |  | S21-TPS:VGC1 |  | S22-TPS:CVG1 |  | 210579 | 21—59
SR_M_A22_C121_124_21-02[mid] ¦ SR_T_S22_S22_FODO[A:VC15] | M | MV | MOM_Vacuum | Televac (gauge type 2) | SR_M | _A22_C121_124_ | 21-02 | mid | Televac CC gauge Turbo S22 | SR_T | _S22_ | S22_FODO | A:VC15 | televac CC turbo gauge S22 |  | S21-TPS:VGC1 |  | S22-TPS:CCG1 |  | 210580 | 21—59
SR_M_A22_C121_124_21-02[mid] ¦ SR_T_S22_S22_FODO[A:VC15] | M | LV | MOM_Vacuum | Televac (gauge type 1) | SR_M | _A22_C121_124_ | 21-02 | mid | Televac CV gauge Rough S21-22 | SR_T | _S22_ | S22_FODO | A:VC15 | televac CV Rough gauge S21-22 |  | S21-TPS:VGC1 |  | S22-TPS:RP:CVG1 |  | 210581 | 21—59
SR_M_A22_C121_124_21-02[mid] ¦ SR_T_S22_S22_FODO[A:VC15] | M | MV | MOM_Vacuum | Televac (gauge type 2) | SR_M | _A22_C121_124_ | 21-02 | mid | Televac CC gauge Rough S21-22 | SR_T | _S22_ | S22_FODO | A:VC15 | televac CC Rough gauge S21-22 |  | S21-TPS:VGC1 |  | S22-TPS:RP:CCG1 |  | 210582 | 21—59
SR_M_A22_C121_124_21-02[mid] ¦ SR_U_U22_C121_124_21-22-ROUGH_PUMP[mid] | M | MV | MOM_Vacuum | Roughing Pump (by manufacturer) | SR_M | _A22_C121_124_ | 21-02 | mid | Turbo System Controller | SR_U | _U22_C121_124_ | 21-22-ROUGH_PUMP | mid | Roughing pump S21-22 |  | S21-TPS:TSC1 |  | S21-TPS:RP1 |  | 210583 | 21—59
[] ¦ [] | APS-U: 210584
SR_M_A24_C127_130_23-02[mid] ¦ SR_T_S23_S23_DLMA[A:VC3] | M | MV | MOM_Vacuum | YR48343 (pump) | SR_M | _A24_C127_130_ | 23-02 | mid | S23 ion pump 1 QPC 1 channel 1 on A:VC3 | SR_T | _S23_ | S23_DLMA | A:VC3 | Ion pump 1 |  | S23:IPC1 |  | S23:IP1 |  | 210585 | 23—60
SR_M_A24_C127_130_23-02[mid] ¦ SR_T_S23_S23_DLMA[A:VC6] | M | MV | MOM_Vacuum | YR48343 (pump) | SR_M | _A24_C127_130_ | 23-02 | mid | S23 ion pump 2 QPC 1 cahnnel 2 on A:VC6 | SR_T | _S23_ | S23_DLMA | A:VC6 | Ion pump 2 |  | S23:IPC1 |  | S23:IP2 |  | 210586 | 23—60
SR_M_A24_C127_130_23-02[mid] ¦ SR_T_S23_S23_DLMA[A:VC8] | M | MV | MOM_Vacuum | YR48343 (pump) | SR_M | _A24_C127_130_ | 23-02 | mid | S23 ion pump 3 QPC 1 channel 3 on A:VC8 | SR_T | _S23_ | S23_DLMA | A:VC8 | Ion pump 3 |  | S23:IPC1 |  | S23:IP3 |  | 210587 | 23—60
SR_M_A24_C127_130_23-02[mid] ¦ SR_T_S23_S23_QMQA[A:VC12] | M | MV | MOM_Vacuum | YR48343 (pump) | SR_M | _A24_C127_130_ | 23-02 | mid | S23 ion pump 4 QPC 1 channel 4 on A:VC12 | SR_T | _S23_ | S23_QMQA | A:VC12 | Ion pump 4 |  | S23:IPC1 |  | S23:IP4 |  | 210588 | 23—60
SR_M_A24_C127_130_23-02[mid] ¦ SR_T_S23_S23_FODO[A:VC15] | M | MV | MOM_Vacuum | YR48343 (pump) | SR_M | _A24_C127_130_ | 23-02 | mid | S23 ion pump 5 QPC 2 channel 1 on A:VC15 | SR_T | _S23_ | S23_FODO | A:VC15 | Ion pump 5 |  | S23:IPC2 |  | S23:IP5 |  | 210589 | 23—60
SR_M_A24_C127_130_23-02[mid] ¦ SR_T_S23_S23_QMQB[B:VC9] | M | MV | MOM_Vacuum | YR48343 (pump) | SR_M | _A24_C127_130_ | 23-02 | mid | S23 ion pump 6 QPC 2 channel 2 on B:VC9 | SR_T | _S23_ | S23_QMQB | B:VC9 | Ion pump 6 |  | S23:IPC2 |  | S23:IP6 |  | 210590 | 23—60
SR_M_A24_C127_130_23-02[mid] ¦ SR_T_S23_S23_DLMB[B:VC6] | M | MV | MOM_Vacuum | YR48343 (pump) | SR_M | _A24_C127_130_ | 23-02 | mid | S23 ion pump 7 QPC 2 channel 3 on B:VC6 | SR_T | _S23_ | S23_DLMB | B:VC6 | Ion pump 7 |  | S23:IPC2 |  | S23:IP7 |  | 210591 | 23—60
SR_M_A24_C127_130_23-02[mid] ¦ SR_T_S23_S23_DLMB[B:VC5] | M | MV | MOM_Vacuum | YR48343 (pump) | SR_M | _A24_C127_130_ | 23-02 | mid | S23 ion pump 8 QPC 2 channel 4 on B:VC5 | SR_T | _S23_ | S23_DLMB | B:VC5 | Ion pump 8 |  | S23:IPC2 |  | S23:IP8 |  | 210592 | 23—60
SR_M_A24_C127_130_23-02[mid] ¦ SR_T_S23_S23_DLMB[B:VC3] | M | MV | MOM_Vacuum | YR48343 (pump) | SR_M | _A24_C127_130_ | 23-02 | mid | S23 ion pump 9 MPC 1 channel 1 on B:VC3 | SR_T | _S23_ | S23_DLMB | B:VC3 | Ion pump 9 |  | S23:IPC3 |  | S23:IP9 |  | 210593 | 23—60
SR_M_A24_C127_130_23-02[mid] ¦ SR_T_S23_S23_ID[DS:IDVC] | M | MV | MOM_Vacuum | YR48343 (pump) | SR_M | _A24_C127_130_ | 23-02 | mid | S23 ion pump 10 MPC 2 channel 1 on us IDVC | SR_T | _S23_ | S23_ID | DS:IDVC | Ion pump 1 at ID |  | S23:IPC4 |  | S23ID:IP1 |  | 210594 | 23—60
SR_M_A24_C127_130_23-02[mid] ¦ SR_T_S23_S23_QMQB[B:VC9] | M | LV | MOM_Vacuum | Televac (gauge type 1) | SR_M | _A24_C127_130_ | 23-02 | mid | Televac CV gauge SR S23 | SR_T | _S23_ | S23_QMQB | B:VC9 | televac CV SR S23 |  | S23:VGC1 |  | S23:CVG1 |  | 210595 | 23—59
SR_M_A24_C127_130_23-02[mid] ¦ SR_T_S23_S23_QMQB[B:VC9] | M | MV | MOM_Vacuum | Televac (gauge type 2) | SR_M | _A24_C127_130_ | 23-02 | mid | Televac CC gauge SR S23 | SR_T | _S23_ | S23_QMQB | B:VC9 | televac CC SR S23 |  | S23:VGC1 |  | S23:CCG1 |  | 210596 | 23—59
SR_M_A24_C127_130_24-02[mid] ¦ SR_T_S23_S23_ID[DS:IDVC] | M | LV | MOM_Vacuum | Televac (gauge type 1) | SR_M | _A24_C127_130_ | 24-02 | mid | Televac CV gauge ID S23 | SR_T | _S23_ | S23_ID | DS:IDVC | televac CV IDVC S23 |  | S24:VGC1 |  | S23ID:CVG1 |  | 210597 | 24—63
SR_M_A24_C127_130_24-02[mid] ¦ SR_T_S23_S23_ID[DS:IDVC] | M | MV | MOM_Vacuum | Televac (gauge type 2) | SR_M | _A24_C127_130_ | 24-02 | mid | Televac CC gauge ID S23 | SR_T | _S23_ | S23_ID | DS:IDVC | televac CC IDVC S23 |  | S24:VGC1 |  | S23ID:CCG1 |  | 210598 | 24—63
SR_M_A24_C127_130_23-02[mid] ¦ SR_T_S23_S23_DLMA[A:GV1] | M | LV | MOM_Vacuum | YR52954 (SR valve) | SR_M | _A24_C127_130_ | 23-02 | mid | S23 us gate valve | SR_T | _S23_ | S23_DLMA | A:GV1 | us gate valve |  | S23:VVC1 |  | S23A:GV1 |  | 210599 | 23—59
SR_M_A24_C127_130_23-02[mid] ¦ SR_T_S23_S23_DLMB[B:GV1] | M | LV | MOM_Vacuum | YR52954 (SR valve) | SR_M | _A24_C127_130_ | 23-02 | mid | S23 ds gate valve | SR_T | _S23_ | S23_DLMB | B:GV1 | ds gate valve |  | S23:VVC1 |  | S23B:GV1 |  | 210600 | 23—59
SR_M_A24_C127_130_23-03[mid] ¦ SR_T_S23_S23_DLMA[A:GV1] | M | LV | MOM_Vacuum | YR52954 (SR valve) | SR_M | _A24_C127_130_ | 23-03 | mid | S23 us gate valve MPS | SR_T | _S23_ | S23_DLMA | A:GV1 | us gate valve MPS |  | S23:MPSL1 |  | S23A:GV1 |  | 210601 | 23—61
SR_M_A24_C127_130_23-03[mid] ¦ SR_T_S23_S23_DLMB[B:GV1] | M | LV | MOM_Vacuum | YR52954 (SR valve) | SR_M | _A24_C127_130_ | 23-03 | mid | S23 ds gate valve MPS | SR_T | _S23_ | S23_DLMB | B:GV1 | ds gate valve MPS |  | S23:MPSL1 |  | S23B:GV1 |  | 210602 | 23—61
SR_M_A24_C127_130_23-02[mid] ¦ SR_T_S23_S23_FODO[A:VC15] | M | MV | MOM_Vacuum | Turbo Controller | SR_M | _A24_C127_130_ | 23-02 | mid | S23 FODO ancillary Turbo Contoller | SR_T | _S23_ | S23_FODO | A:VC15 | S23 FODO ancillary turbo |  | S23-TPS:TPC1 |  | S23-TPS:TP1 |  | 210603 | 23—59
SR_M_A24_C127_130_23-02[mid] ¦ SR_T_S23_S23_FODO[A:VC15] | M | LV | MOM_Vacuum | YR52954 (SR valve) | SR_M | _A24_C127_130_ | 23-02 | mid | S23 FODO ancillary Turbo Contoller | SR_T | _S23_ | S23_FODO | A:VC15 | S23 FODO ancillary turbo gate valve |  | S23-TPS:TSC1 |  | S23-TPS:TGV1 |  | 210604 | 23—59
SR_M_A24_C127_130_23-02[mid] ¦ SR_T_S23_S23_FODO[A:VC15] | M | LV | MOM_Vacuum | YR52954 (SR valve) | SR_M | _A24_C127_130_ | 23-02 | mid | S23 FODO ancillary Turbo system backing valve | SR_T | _S23_ | S23_FODO | A:VC15 | S23 FODO ancillary turbo backing valve |  | S23-TPS:TSC1 |  | S23-TPS:BV1 |  | 210605 | 23—59
SR_M_A24_C127_130_23-02[mid] ¦ SR_T_S23_S23_FODO[A:VC15] | M | LV | MOM_Vacuum | Televac (gauge type 1) | SR_M | _A24_C127_130_ | 23-02 | mid | Televac CV gauge Turbo S23 | SR_T | _S23_ | S23_FODO | A:VC15 | televac CV Turbo gauge S23 |  | S23-TPS:VGC1 |  | S23-TPS:CVG1 |  | 210606 | 23—59
SR_M_A24_C127_130_23-02[mid] ¦ SR_T_S23_S23_FODO[A:VC15] | M | MV | MOM_Vacuum | Televac (gauge type 2) | SR_M | _A24_C127_130_ | 23-02 | mid | Televac CC gauge Turbo S23 | SR_T | _S23_ | S23_FODO | A:VC15 | televac CC turbo gauge S23 |  | S23-TPS:VGC1 |  | S23-TPS:CCG1 |  | 210607 | 23—59
[] ¦ [] | APS-U: 210608
SR_M_A24_C127_130_24-02[mid] ¦ SR_T_S24_S24_DLMA[A:VC3] | M | MV | MOM_Vacuum | YR48343 (pump) | SR_M | _A24_C127_130_ | 24-02 | mid | S24 ion pump 1 QPC 1 channel 1 on A:VC3 | SR_T | _S24_ | S24_DLMA | A:VC3 | Ion pump 1 |  | S24:IPC1 |  | S24:IP1 |  | 210609 | 24—62
SR_M_A24_C127_130_24-02[mid] ¦ SR_T_S24_S24_DLMA[A:VC6] | M | MV | MOM_Vacuum | YR48343 (pump) | SR_M | _A24_C127_130_ | 24-02 | mid | S24 ion pump 2 QPC 1 cahnnel 2 on A:VC6 | SR_T | _S24_ | S24_DLMA | A:VC6 | Ion pump 2 |  | S24:IPC1 |  | S24:IP2 |  | 210610 | 24—62
SR_M_A24_C127_130_24-02[mid] ¦ SR_T_S24_S24_DLMA[A:VC8] | M | MV | MOM_Vacuum | YR48343 (pump) | SR_M | _A24_C127_130_ | 24-02 | mid | S24 ion pump 3 QPC 1 channel 3 on A:VC8 | SR_T | _S24_ | S24_DLMA | A:VC8 | Ion pump 3 |  | S24:IPC1 |  | S24:IP3 |  | 210611 | 24—62
SR_M_A24_C127_130_24-02[mid] ¦ SR_T_S24_S24_QMQA[A:VC12] | M | MV | MOM_Vacuum | YR48343 (pump) | SR_M | _A24_C127_130_ | 24-02 | mid | S24 ion pump 4 QPC 1 channel 4 on A:VC12 | SR_T | _S24_ | S24_QMQA | A:VC12 | Ion pump 4 |  | S24:IPC1 |  | S24:IP4 |  | 210612 | 24—62
SR_M_A24_C127_130_24-02[mid] ¦ SR_T_S24_S24_FODO[A:VC15] | M | MV | MOM_Vacuum | YR48343 (pump) | SR_M | _A24_C127_130_ | 24-02 | mid | S24 ion pump 5 QPC 2 channel 1 on A:VC15 | SR_T | _S24_ | S24_FODO | A:VC15 | Ion pump 5 |  | S24:IPC2 |  | S24:IP5 |  | 210613 | 24—62
SR_M_A24_C127_130_24-02[mid] ¦ SR_T_S24_S24_QMQB[B:VC9] | M | MV | MOM_Vacuum | YR48343 (pump) | SR_M | _A24_C127_130_ | 24-02 | mid | S24 ion pump 6 QPC 2 channel 2 on B:VC9 | SR_T | _S24_ | S24_QMQB | B:VC9 | Ion pump 6 |  | S24:IPC2 |  | S24:IP6 |  | 210614 | 24—62
SR_M_A24_C127_130_24-02[mid] ¦ SR_T_S24_S24_DLMB[B:VC6] | M | MV | MOM_Vacuum | YR48343 (pump) | SR_M | _A24_C127_130_ | 24-02 | mid | S24 ion pump 7 QPC 2 channel 3 on B:VC6 | SR_T | _S24_ | S24_DLMB | B:VC6 | Ion pump 7 |  | S24:IPC2 |  | S24:IP7 |  | 210615 | 24—62
SR_M_A24_C127_130_24-02[mid] ¦ SR_T_S24_S24_DLMB[B:VC5] | M | MV | MOM_Vacuum | YR48343 (pump) | SR_M | _A24_C127_130_ | 24-02 | mid | S24 ion pump 8 QPC 2 channel 4 on B:VC5 | SR_T | _S24_ | S24_DLMB | B:VC5 | Ion pump 8 |  | S24:IPC2 |  | S24:IP8 |  | 210616 | 24—62
SR_M_A24_C127_130_24-02[mid] ¦ SR_T_S24_S24_DLMB[B:VC3] | M | MV | MOM_Vacuum | YR48343 (pump) | SR_M | _A24_C127_130_ | 24-02 | mid | S24 ion pump 9 MPC 1 channel 1 on B:VC3 | SR_T | _S24_ | S24_DLMB | B:VC3 | Ion pump 9 |  | S24:IPC3 |  | S24:IP9 |  | 210617 | 24—62
SR_M_A24_C127_130_24-02[mid] ¦ SR_T_S24_S24_ID[DS:IDVC] | M | MV | MOM_Vacuum | YR48343 (pump) | SR_M | _A24_C127_130_ | 24-02 | mid | S24 ion pump 10 MPC 2 channel 1 on us IDVC | SR_T | _S24_ | S24_ID | DS:IDVC | Ion pump 1 at ID |  | S24:IPC4 |  | S24ID:IP1 |  | 210618 | 24—62
SR_M_A24_C127_130_23-02[mid] ¦ SR_T_S24_S24_QMQB[B:VC9] | M | LV | MOM_Vacuum | Televac (gauge type 1) | SR_M | _A24_C127_130_ | 23-02 | mid | Televac CV gauge SR S24 | SR_T | _S24_ | S24_QMQB | B:VC9 | televac CV SR S24 |  | S23:VGC1 |  | S24:CVG1 |  | 210619 | 23—59
SR_M_A24_C127_130_23-02[mid] ¦ SR_T_S24_S24_QMQB[B:VC9] | M | MV | MOM_Vacuum | Televac (gauge type 2) | SR_M | _A24_C127_130_ | 23-02 | mid | Televac CC gauge SR S24 | SR_T | _S24_ | S24_QMQB | B:VC9 | televac CC SR S24 |  | S23:VGC1 |  | S24:CCG1 |  | 210620 | 23—59
SR_M_A24_C127_130_24-02[mid] ¦ SR_T_S24_S24_ID[DS:IDVC] | M | LV | MOM_Vacuum | Televac (gauge type 1) | SR_M | _A24_C127_130_ | 24-02 | mid | Televac CV gauge ID S24 | SR_T | _S24_ | S24_ID | DS:IDVC | televac CV IDVC S24 |  | S24:VGC1 |  | S24ID:CVG1 |  | 210621 | 24—63
SR_M_A24_C127_130_24-02[mid] ¦ SR_T_S24_S24_ID[DS:IDVC] | M | MV | MOM_Vacuum | Televac (gauge type 2) | SR_M | _A24_C127_130_ | 24-02 | mid | Televac CC gauge ID S24 | SR_T | _S24_ | S24_ID | DS:IDVC | televac CC IDVC S24 |  | S24:VGC1 |  | S24ID:CCG1 |  | 210622 | 24—63
SR_M_A24_C127_130_24-02[mid] ¦ SR_T_S24_S24_DLMA[A:GV1] | M | LV | MOM_Vacuum | YR52954 (SR valve) | SR_M | _A24_C127_130_ | 24-02 | mid | S24 us gate valve | SR_T | _S24_ | S24_DLMA | A:GV1 | us gate valve |  | S24:VVC1 |  | S24A:GV1 |  | 210623 | 24—63
SR_M_A24_C127_130_24-02[mid] ¦ SR_T_S24_S24_DLMB[B:GV1] | M | LV | MOM_Vacuum | YR52954 (SR valve) | SR_M | _A24_C127_130_ | 24-02 | mid | S24 ds gate valve | SR_T | _S24_ | S24_DLMB | B:GV1 | ds gate valve |  | S24:VVC1 |  | S24B:GV1 |  | 210624 | 24—63
SR_M_A24_C127_130_23-03[mid] ¦ SR_T_S24_S24_DLMA[A:GV1] | M | LV | MOM_Vacuum | YR52954 (SR valve) | SR_M | _A24_C127_130_ | 23-03 | mid | S24 us gate valve MPS | SR_T | _S24_ | S24_DLMA | A:GV1 | us gate valve MPS |  | S23:MPSL1 |  | S24A:GV1 |  | 210625 | 23—61
SR_M_A24_C127_130_23-03[mid] ¦ SR_T_S24_S24_DLMB[B:GV1] | M | LV | MOM_Vacuum | YR52954 (SR valve) | SR_M | _A24_C127_130_ | 23-03 | mid | S24 ds gate valve MPS | SR_T | _S24_ | S24_DLMB | B:GV1 | ds gate valve MPS |  | S23:MPSL1 |  | S24B:GV1 |  | 210626 | 23—61
SR_M_A24_C127_130_23-02[mid] ¦ SR_T_S24_S24_FODO[A:VC15] | M | MV | MOM_Vacuum | Turbo Controller | SR_M | _A24_C127_130_ | 23-02 | mid | S24 FODO ancillary Turbo Contoller | SR_T | _S24_ | S24_FODO | A:VC15 | S24 FODO ancillary turbo |  | S24-TPS:TPC1 |  | S24-TPS:TP1 |  | 210627 | 23—59
SR_M_A24_C127_130_23-02[mid] ¦ SR_T_S24_S24_FODO[A:VC15] | M | LV | MOM_Vacuum | YR52954 (SR valve) | SR_M | _A24_C127_130_ | 23-02 | mid | S24 FODO ancillary Turbo system Contoller | SR_T | _S24_ | S24_FODO | A:VC15 | S24 FODO ancillary turbo gate valve |  | S23-TPS:TSC1 |  | S24-TPS:TGV1 |  | 210628 | 23—59
SR_M_A24_C127_130_23-02[mid] ¦ SR_T_S24_S24_FODO[A:VC15] | M | LV | MOM_Vacuum | YR52954 (SR valve) | SR_M | _A24_C127_130_ | 23-02 | mid | S24 FODO ancillary Turbo system backing valve | SR_T | _S24_ | S24_FODO | A:VC15 | S24 FODO ancillary turbo backing valve |  | S23-TPS:TSC1 |  | S24-TPS:BV1 |  | 210629 | 23—59
SR_M_A24_C127_130_23-02[mid] ¦ SR_T_S24_S24_FODO[A:VC15] | M | LV | MOM_Vacuum | Televac (gauge type 1) | SR_M | _A24_C127_130_ | 23-02 | mid | Televac CV gauge Turbo S24 | SR_T | _S24_ | S24_FODO | A:VC15 | televac CV Turbo gauge S24 |  | S23-TPS:VGC1 |  | S24-TPS:CVG1 |  | 210630 | 23—59
SR_M_A24_C127_130_23-02[mid] ¦ SR_T_S24_S24_FODO[A:VC15] | M | MV | MOM_Vacuum | Televac (gauge type 2) | SR_M | _A24_C127_130_ | 23-02 | mid | Televac CC gauge Turbo S24 | SR_T | _S24_ | S24_FODO | A:VC15 | televac CC turbo gauge S24 |  | S23-TPS:VGC1 |  | S24-TPS:CCG1 |  | 210631 | 23—59
SR_M_A24_C127_130_23-02[mid] ¦ SR_T_S24_S24_FODO[A:VC15] | M | LV | MOM_Vacuum | Televac (gauge type 1) | SR_M | _A24_C127_130_ | 23-02 | mid | Televac CV gauge Rough S23-24 | SR_T | _S24_ | S24_FODO | A:VC15 | televac CV Rough gauge S23-24 |  | S23-TPS:VGC1 |  | S24-TPS:RP:CVG1 |  | 210632 | 23—59
SR_M_A24_C127_130_23-02[mid] ¦ SR_T_S24_S24_FODO[A:VC15] | M | MV | MOM_Vacuum | Televac (gauge type 2) | SR_M | _A24_C127_130_ | 23-02 | mid | Televac CC gauge Rough S23-24 | SR_T | _S24_ | S24_FODO | A:VC15 | televac CC Rough gauge S23-24 |  | S23-TPS:VGC1 |  | S24-TPS:RP:CCG1 |  | 210633 | 23—59
SR_M_A24_C127_130_23-02[mid] ¦ SR_U_U23_C124_127_23-24-ROUGH_PUMP[mid] | M | MV | MOM_Vacuum | Roughing Pump (by manufacturer) | SR_M | _A24_C127_130_ | 23-02 | mid | Turbo System Controller | SR_U | _U23_C124_127_ | 23-24-ROUGH_PUMP | mid | Roughing pump S23-24 |  | S23-TPS:TSC1 |  | S23-TPS:RP1 |  | 210634 | 23—59
[] ¦ [] | APS-U: 210635
SR_M_A26_C133_136_25-02[mid] ¦ SR_T_S25_S25_DLMA[A:VC3] | M | MV | MOM_Vacuum | YR48343 (pump) | SR_M | _A26_C133_136_ | 25-02 | mid | S25 ion pump 1 QPC 1 channel 1 on A:VC3 | SR_T | _S25_ | S25_DLMA | A:VC3 | Ion pump 1 |  | S25:IPC1 |  | S25:IP1 |  | 210636 | 25—60
SR_M_A26_C133_136_25-02[mid] ¦ SR_T_S25_S25_DLMA[A:VC6] | M | MV | MOM_Vacuum | YR48343 (pump) | SR_M | _A26_C133_136_ | 25-02 | mid | S25 ion pump 2 QPC 1 cahnnel 2 on A:VC6 | SR_T | _S25_ | S25_DLMA | A:VC6 | Ion pump 2 |  | S25:IPC1 |  | S25:IP2 |  | 210637 | 25—60
SR_M_A26_C133_136_25-02[mid] ¦ SR_T_S25_S25_DLMA[A:VC8] | M | MV | MOM_Vacuum | YR48343 (pump) | SR_M | _A26_C133_136_ | 25-02 | mid | S25 ion pump 3 QPC 1 channel 3 on A:VC8 | SR_T | _S25_ | S25_DLMA | A:VC8 | Ion pump 3 |  | S25:IPC1 |  | S25:IP3 |  | 210638 | 25—60
SR_M_A26_C133_136_25-02[mid] ¦ SR_T_S25_S25_QMQA[A:VC12] | M | MV | MOM_Vacuum | YR48343 (pump) | SR_M | _A26_C133_136_ | 25-02 | mid | S25 ion pump 4 QPC 1 channel 4 on A:VC12 | SR_T | _S25_ | S25_QMQA | A:VC12 | Ion pump 4 |  | S25:IPC1 |  | S25:IP4 |  | 210639 | 25—60
SR_M_A26_C133_136_25-02[mid] ¦ SR_T_S25_S25_FODO[A:VC15] | M | MV | MOM_Vacuum | YR48343 (pump) | SR_M | _A26_C133_136_ | 25-02 | mid | S25 ion pump 5 QPC 2 channel 1 on A:VC15 | SR_T | _S25_ | S25_FODO | A:VC15 | Ion pump 5 |  | S25:IPC2 |  | S25:IP5 |  | 210640 | 25—60
SR_M_A26_C133_136_25-02[mid] ¦ SR_T_S25_S25_QMQB[B:VC9] | M | MV | MOM_Vacuum | YR48343 (pump) | SR_M | _A26_C133_136_ | 25-02 | mid | S25 ion pump 6 QPC 2 channel 2 on B:VC9 | SR_T | _S25_ | S25_QMQB | B:VC9 | Ion pump 6 |  | S25:IPC2 |  | S25:IP6 |  | 210641 | 25—60
SR_M_A26_C133_136_25-02[mid] ¦ SR_T_S25_S25_DLMB[B:VC6] | M | MV | MOM_Vacuum | YR48343 (pump) | SR_M | _A26_C133_136_ | 25-02 | mid | S25 ion pump 7 QPC 2 channel 3 on B:VC6 | SR_T | _S25_ | S25_DLMB | B:VC6 | Ion pump 7 |  | S25:IPC2 |  | S25:IP7 |  | 210642 | 25—60
SR_M_A26_C133_136_25-02[mid] ¦ SR_T_S25_S25_DLMB[B:VC5] | M | MV | MOM_Vacuum | YR48343 (pump) | SR_M | _A26_C133_136_ | 25-02 | mid | S25 ion pump 8 QPC 2 channel 4 on B:VC5 | SR_T | _S25_ | S25_DLMB | B:VC5 | Ion pump 8 |  | S25:IPC2 |  | S25:IP8 |  | 210643 | 25—60
SR_M_A26_C133_136_25-02[mid] ¦ SR_T_S25_S25_DLMB[B:VC3] | M | MV | MOM_Vacuum | YR48343 (pump) | SR_M | _A26_C133_136_ | 25-02 | mid | S25 ion pump 9 MPC 1 channel 1 on B:VC3 | SR_T | _S25_ | S25_DLMB | B:VC3 | Ion pump 9 |  | S25:IPC3 |  | S25:IP9 |  | 210644 | 25—60
SR_M_A26_C133_136_25-02[mid] ¦ SR_T_S25_S25_ID[DS:IDVC] | M | MV | MOM_Vacuum | YR48343 (pump) | SR_M | _A26_C133_136_ | 25-02 | mid | S25 ion pump 10 MPC 2 channel 1 on us IDVC | SR_T | _S25_ | S25_ID | DS:IDVC | Ion pump 1 at ID |  | S25:IPC4 |  | S25ID:IP1 |  | 210645 | 25—60
SR_M_A26_C133_136_25-02[mid] ¦ SR_T_S25_S25_QMQB[B:VC9] | M | LV | MOM_Vacuum | Televac (gauge type 1) | SR_M | _A26_C133_136_ | 25-02 | mid | Televac CV gauge SR S25 | SR_T | _S25_ | S25_QMQB | B:VC9 | televac CV SR S25 |  | S25:VGC1 |  | S25:CVG1 |  | 210646 | 25—59
SR_M_A26_C133_136_25-02[mid] ¦ SR_T_S25_S25_QMQB[B:VC9] | M | MV | MOM_Vacuum | Televac (gauge type 2) | SR_M | _A26_C133_136_ | 25-02 | mid | Televac CC gauge SR S25 | SR_T | _S25_ | S25_QMQB | B:VC9 | televac CC SR S25 |  | S25:VGC1 |  | S25:CCG1 |  | 210647 | 25—59
SR_M_A26_C133_136_26-02[mid] ¦ SR_T_S25_S25_ID[DS:IDVC] | M | LV | MOM_Vacuum | Televac (gauge type 1) | SR_M | _A26_C133_136_ | 26-02 | mid | Televac CV gauge ID S25 | SR_T | _S25_ | S25_ID | DS:IDVC | televac CV IDVC S25 |  | S26:VGC1 |  | S25ID:CVG1 |  | 210648 | 26—63
SR_M_A26_C133_136_26-02[mid] ¦ SR_T_S25_S25_ID[DS:IDVC] | M | MV | MOM_Vacuum | Televac (gauge type 2) | SR_M | _A26_C133_136_ | 26-02 | mid | Televac CC gauge ID S25 | SR_T | _S25_ | S25_ID | DS:IDVC | televac CC IDVC S25 |  | S26:VGC1 |  | S25ID:CCG1 |  | 210649 | 26—63
SR_M_A26_C133_136_25-02[mid] ¦ SR_T_S25_S25_DLMA[A:GV1] | M | LV | MOM_Vacuum | YR52954 (SR valve) | SR_M | _A26_C133_136_ | 25-02 | mid | S25 us gate valve | SR_T | _S25_ | S25_DLMA | A:GV1 | us gate valve |  | S25:VVC1 |  | S25A:GV1 |  | 210650 | 25—59
SR_M_A26_C133_136_25-02[mid] ¦ SR_T_S25_S25_DLMB[B:GV1] | M | LV | MOM_Vacuum | YR52954 (SR valve) | SR_M | _A26_C133_136_ | 25-02 | mid | S25 ds gate valve | SR_T | _S25_ | S25_DLMB | B:GV1 | ds gate valve |  | S25:VVC1 |  | S25B:GV1 |  | 210651 | 25—59
SR_M_A26_C133_136_25-03[mid] ¦ SR_T_S25_S25_DLMA[A:GV1] | M | LV | MOM_Vacuum | YR52954 (SR valve) | SR_M | _A26_C133_136_ | 25-03 | mid | S25 us gate valve MPS | SR_T | _S25_ | S25_DLMA | A:GV1 | us gate valve MPS |  | S25:MPSL1 |  | S25A:GV1 |  | 210652 | 25—61
SR_M_A26_C133_136_25-03[mid] ¦ SR_T_S25_S25_DLMB[B:GV1] | M | LV | MOM_Vacuum | YR52954 (SR valve) | SR_M | _A26_C133_136_ | 25-03 | mid | S25 ds gate valve MPS | SR_T | _S25_ | S25_DLMB | B:GV1 | ds gate valve MPS |  | S25:MPSL1 |  | S25B:GV1 |  | 210653 | 25—61
SR_M_A26_C133_136_25-02[mid] ¦ SR_T_S25_S25_FODO[A:VC15] | M | MV | MOM_Vacuum | Turbo Controller | SR_M | _A26_C133_136_ | 25-02 | mid | S25 FODO ancillary Turbo Contoller | SR_T | _S25_ | S25_FODO | A:VC15 | S25 FODO ancillary turbo |  | S25-TPS:TPC1 |  | S25-TPS:TP1 |  | 210654 | 25—59
SR_M_A26_C133_136_25-02[mid] ¦ SR_T_S25_S25_FODO[A:VC15] | M | LV | MOM_Vacuum | YR52954 (SR valve) | SR_M | _A26_C133_136_ | 25-02 | mid | S25 FODO ancillary Turbo Contoller | SR_T | _S25_ | S25_FODO | A:VC15 | S25 FODO ancillary turbo gate valve |  | S25-TPS:TSC1 |  | S25-TPS:TGV1 |  | 210655 | 25—59
SR_M_A26_C133_136_25-02[mid] ¦ SR_T_S25_S25_FODO[A:VC15] | M | LV | MOM_Vacuum | YR52954 (SR valve) | SR_M | _A26_C133_136_ | 25-02 | mid | S25 FODO ancillary Turbo system backing valve | SR_T | _S25_ | S25_FODO | A:VC15 | S25 FODO ancillary turbo backing valve |  | S25-TPS:TSC1 |  | S25-TPS:BV1 |  | 210656 | 25—59
SR_M_A26_C133_136_25-02[mid] ¦ SR_T_S25_S25_FODO[A:VC15] | M | LV | MOM_Vacuum | Televac (gauge type 1) | SR_M | _A26_C133_136_ | 25-02 | mid | Televac CV gauge Turbo S25 | SR_T | _S25_ | S25_FODO | A:VC15 | televac CV Turbo gauge S25 |  | S25-TPS:VGC1 |  | S25-TPS:CVG1 |  | 210657 | 25—59
SR_M_A26_C133_136_25-02[mid] ¦ SR_T_S25_S25_FODO[A:VC15] | M | MV | MOM_Vacuum | Televac (gauge type 2) | SR_M | _A26_C133_136_ | 25-02 | mid | Televac CC gauge Turbo S25 | SR_T | _S25_ | S25_FODO | A:VC15 | televac CC turbo gauge S25 |  | S25-TPS:VGC1 |  | S25-TPS:CCG1 |  | 210658 | 25—59
[] ¦ [] | APS-U: 210659
SR_M_A26_C133_136_26-02[mid] ¦ SR_T_S26_S26_DLMA[A:VC3] | M | MV | MOM_Vacuum | YR48343 (pump) | SR_M | _A26_C133_136_ | 26-02 | mid | S26 ion pump 1 QPC 1 channel 1 on A:VC3 | SR_T | _S26_ | S26_DLMA | A:VC3 | Ion pump 1 |  | S26:IPC1 |  | S26:IP1 |  | 210660 | 26—62
SR_M_A26_C133_136_26-02[mid] ¦ SR_T_S26_S26_DLMA[A:VC6] | M | MV | MOM_Vacuum | YR48343 (pump) | SR_M | _A26_C133_136_ | 26-02 | mid | S26 ion pump 2 QPC 1 cahnnel 2 on A:VC6 | SR_T | _S26_ | S26_DLMA | A:VC6 | Ion pump 2 |  | S26:IPC1 |  | S26:IP2 |  | 210661 | 26—62
SR_M_A26_C133_136_26-02[mid] ¦ SR_T_S26_S26_DLMA[A:VC8] | M | MV | MOM_Vacuum | YR48343 (pump) | SR_M | _A26_C133_136_ | 26-02 | mid | S26 ion pump 3 QPC 1 channel 3 on A:VC8 | SR_T | _S26_ | S26_DLMA | A:VC8 | Ion pump 3 |  | S26:IPC1 |  | S26:IP3 |  | 210662 | 26—62
SR_M_A26_C133_136_26-02[mid] ¦ SR_T_S26_S26_QMQA[A:VC12] | M | MV | MOM_Vacuum | YR48343 (pump) | SR_M | _A26_C133_136_ | 26-02 | mid | S26 ion pump 4 QPC 1 channel 4 on A:VC12 | SR_T | _S26_ | S26_QMQA | A:VC12 | Ion pump 4 |  | S26:IPC1 |  | S26:IP4 |  | 210663 | 26—62
SR_M_A26_C133_136_26-02[mid] ¦ SR_T_S26_S26_FODO[A:VC15] | M | MV | MOM_Vacuum | YR48343 (pump) | SR_M | _A26_C133_136_ | 26-02 | mid | S26 ion pump 5 QPC 2 channel 1 on A:VC15 | SR_T | _S26_ | S26_FODO | A:VC15 | Ion pump 5 |  | S26:IPC2 |  | S26:IP5 |  | 210664 | 26—62
SR_M_A26_C133_136_26-02[mid] ¦ SR_T_S26_S26_QMQB[B:VC9] | M | MV | MOM_Vacuum | YR48343 (pump) | SR_M | _A26_C133_136_ | 26-02 | mid | S26 ion pump 6 QPC 2 channel 2 on B:VC9 | SR_T | _S26_ | S26_QMQB | B:VC9 | Ion pump 6 |  | S26:IPC2 |  | S26:IP6 |  | 210665 | 26—62
SR_M_A26_C133_136_26-02[mid] ¦ SR_T_S26_S26_DLMB[B:VC6] | M | MV | MOM_Vacuum | YR48343 (pump) | SR_M | _A26_C133_136_ | 26-02 | mid | S26 ion pump 7 QPC 2 channel 3 on B:VC6 | SR_T | _S26_ | S26_DLMB | B:VC6 | Ion pump 7 |  | S26:IPC2 |  | S26:IP7 |  | 210666 | 26—62
SR_M_A26_C133_136_26-02[mid] ¦ SR_T_S26_S26_DLMB[B:VC5] | M | MV | MOM_Vacuum | YR48343 (pump) | SR_M | _A26_C133_136_ | 26-02 | mid | S26 ion pump 8 QPC 2 channel 4 on B:VC5 | SR_T | _S26_ | S26_DLMB | B:VC5 | Ion pump 8 |  | S26:IPC2 |  | S26:IP8 |  | 210667 | 26—62
SR_M_A26_C133_136_26-02[mid] ¦ SR_T_S26_S26_DLMB[B:VC3] | M | MV | MOM_Vacuum | YR48343 (pump) | SR_M | _A26_C133_136_ | 26-02 | mid | S26 ion pump 9 MPC 1 channel 1 on B:VC3 | SR_T | _S26_ | S26_DLMB | B:VC3 | Ion pump 9 |  | S26:IPC3 |  | S26:IP9 |  | 210668 | 26—62
SR_M_A26_C133_136_26-02[mid] ¦ SR_T_S26_S26_ID[DS:IDVC] | M | MV | MOM_Vacuum | YR48343 (pump) | SR_M | _A26_C133_136_ | 26-02 | mid | S26 ion pump 10 MPC 2 channel 1 on us IDVC | SR_T | _S26_ | S26_ID | DS:IDVC | Ion pump 1 at ID |  | S26:IPC4 |  | S26ID:IP1 |  | 210669 | 26—62
SR_M_A26_C133_136_25-02[mid] ¦ SR_T_S26_S26_QMQB[B:VC9] | M | LV | MOM_Vacuum | Televac (gauge type 1) | SR_M | _A26_C133_136_ | 25-02 | mid | Televac CV gauge SR S26 | SR_T | _S26_ | S26_QMQB | B:VC9 | televac CV SR S26 |  | S25:VGC1 |  | S26:CVG1 |  | 210670 | 25—59
SR_M_A26_C133_136_25-02[mid] ¦ SR_T_S26_S26_QMQB[B:VC9] | M | MV | MOM_Vacuum | Televac (gauge type 2) | SR_M | _A26_C133_136_ | 25-02 | mid | Televac CC gauge SR S26 | SR_T | _S26_ | S26_QMQB | B:VC9 | televac CC SR S26 |  | S25:VGC1 |  | S26:CCG1 |  | 210671 | 25—59
SR_M_A26_C133_136_26-02[mid] ¦ SR_T_S26_S26_ID[DS:IDVC] | M | LV | MOM_Vacuum | Televac (gauge type 1) | SR_M | _A26_C133_136_ | 26-02 | mid | Televac CV gauge ID S26 | SR_T | _S26_ | S26_ID | DS:IDVC | televac CV IDVC S26 |  | S26:VGC1 |  | S26ID:CVG1 |  | 210672 | 26—63
SR_M_A26_C133_136_26-02[mid] ¦ SR_T_S26_S26_ID[DS:IDVC] | M | MV | MOM_Vacuum | Televac (gauge type 2) | SR_M | _A26_C133_136_ | 26-02 | mid | Televac CC gauge ID S26 | SR_T | _S26_ | S26_ID | DS:IDVC | televac CC IDVC S26 |  | S26:VGC1 |  | S26ID:CCG1 |  | 210673 | 26—63
SR_M_A26_C133_136_26-02[mid] ¦ SR_T_S26_S26_DLMA[A:GV1] | M | LV | MOM_Vacuum | YR52954 (SR valve) | SR_M | _A26_C133_136_ | 26-02 | mid | S26 us gate valve | SR_T | _S26_ | S26_DLMA | A:GV1 | us gate valve |  | S26:VVC1 |  | S26A:GV1 |  | 210674 | 26—63
SR_M_A26_C133_136_26-02[mid] ¦ SR_T_S26_S26_DLMB[B:GV1] | M | LV | MOM_Vacuum | YR52954 (SR valve) | SR_M | _A26_C133_136_ | 26-02 | mid | S26 ds gate valve | SR_T | _S26_ | S26_DLMB | B:GV1 | ds gate valve |  | S26:VVC1 |  | S26B:GV1 |  | 210675 | 26—63
SR_M_A26_C133_136_25-03[mid] ¦ SR_T_S26_S26_DLMA[A:GV1] | M | LV | MOM_Vacuum | YR52954 (SR valve) | SR_M | _A26_C133_136_ | 25-03 | mid | S26 us gate valve MPS | SR_T | _S26_ | S26_DLMA | A:GV1 | us gate valve MPS |  | S25:MPSL1 |  | S26A:GV1 |  | 210676 | 25—61
SR_M_A26_C133_136_25-03[mid] ¦ SR_T_S26_S26_DLMB[B:GV1] | M | LV | MOM_Vacuum | YR52954 (SR valve) | SR_M | _A26_C133_136_ | 25-03 | mid | S26 ds gate valve MPS | SR_T | _S26_ | S26_DLMB | B:GV1 | ds gate valve MPS |  | S25:MPSL1 |  | S26B:GV1 |  | 210677 | 25—61
SR_M_A26_C133_136_25-02[mid] ¦ SR_T_S26_S26_FODO[A:VC15] | M | MV | MOM_Vacuum | Turbo Controller | SR_M | _A26_C133_136_ | 25-02 | mid | S26 FODO ancillary Turbo Contoller | SR_T | _S26_ | S26_FODO | A:VC15 | S26 FODO ancillary turbo |  | S26-TPS:TPC1 |  | S26-TPS:TP1 |  | 210678 | 25—59
SR_M_A26_C133_136_25-02[mid] ¦ SR_T_S26_S26_FODO[A:VC15] | M | LV | MOM_Vacuum | YR52954 (SR valve) | SR_M | _A26_C133_136_ | 25-02 | mid | S26 FODO ancillary Turbo system Contoller | SR_T | _S26_ | S26_FODO | A:VC15 | S26 FODO ancillary turbo gate valve |  | S25-TPS:TSC1 |  | S26-TPS:TGV1 |  | 210679 | 25—59
SR_M_A26_C133_136_25-02[mid] ¦ SR_T_S26_S26_FODO[A:VC15] | M | LV | MOM_Vacuum | YR52954 (SR valve) | SR_M | _A26_C133_136_ | 25-02 | mid | S26 FODO ancillary Turbo system backing valve | SR_T | _S26_ | S26_FODO | A:VC15 | S26 FODO ancillary turbo backing valve |  | S25-TPS:TSC1 |  | S26-TPS:BV1 |  | 210680 | 25—59
SR_M_A26_C133_136_25-02[mid] ¦ SR_T_S26_S26_FODO[A:VC15] | M | LV | MOM_Vacuum | Televac (gauge type 1) | SR_M | _A26_C133_136_ | 25-02 | mid | Televac CV gauge Turbo S26 | SR_T | _S26_ | S26_FODO | A:VC15 | televac CV Turbo gauge S26 |  | S25-TPS:VGC1 |  | S26-TPS:CVG1 |  | 210681 | 25—59
SR_M_A26_C133_136_25-02[mid] ¦ SR_T_S26_S26_FODO[A:VC15] | M | MV | MOM_Vacuum | Televac (gauge type 2) | SR_M | _A26_C133_136_ | 25-02 | mid | Televac CC gauge Turbo S26 | SR_T | _S26_ | S26_FODO | A:VC15 | televac CC turbo gauge S26 |  | S25-TPS:VGC1 |  | S26-TPS:CCG1 |  | 210682 | 25—59
SR_M_A26_C133_136_25-02[mid] ¦ SR_T_S26_S26_FODO[A:VC15] | M | LV | MOM_Vacuum | Televac (gauge type 1) | SR_M | _A26_C133_136_ | 25-02 | mid | Televac CV gauge Rough S25-26 | SR_T | _S26_ | S26_FODO | A:VC15 | televac CV Rough gauge S25-26 |  | S25-TPS:VGC1 |  | S26-TPS:RP:CVG1 |  | 210683 | 25—59
SR_M_A26_C133_136_25-02[mid] ¦ SR_T_S26_S26_FODO[A:VC15] | M | MV | MOM_Vacuum | Televac (gauge type 2) | SR_M | _A26_C133_136_ | 25-02 | mid | Televac CC gauge Rough S25-26 | SR_T | _S26_ | S26_FODO | A:VC15 | televac CC Rough gauge S25-26 |  | S25-TPS:VGC1 |  | S26-TPS:RP:CCG1 |  | 210684 | 25—59
SR_M_A26_C133_136_25-02[mid] ¦ SR_U_U26_C133_136_25-26-ROUGH_PUMP[mid] | M | MV | MOM_Vacuum | Roughing Pump (by manufacturer) | SR_M | _A26_C133_136_ | 25-02 | mid | Turbo System Controller | SR_U | _U26_C133_136_ | 25-26-ROUGH_PUMP | mid | Roughing pump S25-26 |  | S25-TPS:TSC1 |  | S25-TPS:RP1 |  | 210685 | 25—59
[] ¦ [] | APS-U: 210686
SR_M_A28_C139_142_27-02[mid] ¦ SR_T_S27_S27_DLMA[A:VC3] | M | MV | MOM_Vacuum | YR48343 (pump) | SR_M | _A28_C139_142_ | 27-02 | mid | S27 ion pump 1 QPC 1 channel 1 on A:VC3 | SR_T | _S27_ | S27_DLMA | A:VC3 | Ion pump 1 |  | S27:IPC1 |  | S27:IP1 |  | 210687 | 27—60
SR_M_A28_C139_142_27-02[mid] ¦ SR_T_S27_S27_DLMA[A:VC6] | M | MV | MOM_Vacuum | YR48343 (pump) | SR_M | _A28_C139_142_ | 27-02 | mid | S27 ion pump 2 QPC 1 cahnnel 2 on A:VC6 | SR_T | _S27_ | S27_DLMA | A:VC6 | Ion pump 2 |  | S27:IPC1 |  | S27:IP2 |  | 210688 | 27—60
SR_M_A28_C139_142_27-02[mid] ¦ SR_T_S27_S27_DLMA[A:VC8] | M | MV | MOM_Vacuum | YR48343 (pump) | SR_M | _A28_C139_142_ | 27-02 | mid | S27 ion pump 3 QPC 1 channel 3 on A:VC8 | SR_T | _S27_ | S27_DLMA | A:VC8 | Ion pump 3 |  | S27:IPC1 |  | S27:IP3 |  | 210689 | 27—60
SR_M_A28_C139_142_27-02[mid] ¦ SR_T_S27_S27_QMQA[A:VC12] | M | MV | MOM_Vacuum | YR48343 (pump) | SR_M | _A28_C139_142_ | 27-02 | mid | S27 ion pump 4 QPC 1 channel 4 on A:VC12 | SR_T | _S27_ | S27_QMQA | A:VC12 | Ion pump 4 |  | S27:IPC1 |  | S27:IP4 |  | 210690 | 27—60
SR_M_A28_C139_142_27-02[mid] ¦ SR_T_S27_S27_FODO[A:VC15] | M | MV | MOM_Vacuum | YR48343 (pump) | SR_M | _A28_C139_142_ | 27-02 | mid | S27 ion pump 5 QPC 2 channel 1 on A:VC15 | SR_T | _S27_ | S27_FODO | A:VC15 | Ion pump 5 |  | S27:IPC2 |  | S27:IP5 |  | 210691 | 27—60
SR_M_A28_C139_142_27-02[mid] ¦ SR_T_S27_S27_QMQB[B:VC9] | M | MV | MOM_Vacuum | YR48343 (pump) | SR_M | _A28_C139_142_ | 27-02 | mid | S27 ion pump 6 QPC 2 channel 2 on B:VC9 | SR_T | _S27_ | S27_QMQB | B:VC9 | Ion pump 6 |  | S27:IPC2 |  | S27:IP6 |  | 210692 | 27—60
SR_M_A28_C139_142_27-02[mid] ¦ SR_T_S27_S27_DLMB[B:VC6] | M | MV | MOM_Vacuum | YR48343 (pump) | SR_M | _A28_C139_142_ | 27-02 | mid | S27 ion pump 7 QPC 2 channel 3 on B:VC6 | SR_T | _S27_ | S27_DLMB | B:VC6 | Ion pump 7 |  | S27:IPC2 |  | S27:IP7 |  | 210693 | 27—60
SR_M_A28_C139_142_27-02[mid] ¦ SR_T_S27_S27_DLMB[B:VC5] | M | MV | MOM_Vacuum | YR48343 (pump) | SR_M | _A28_C139_142_ | 27-02 | mid | S27 ion pump 8 QPC 2 channel 4 on B:VC5 | SR_T | _S27_ | S27_DLMB | B:VC5 | Ion pump 8 |  | S27:IPC2 |  | S27:IP8 |  | 210694 | 27—60
SR_M_A28_C139_142_27-02[mid] ¦ SR_T_S27_S27_DLMB[B:VC3] | M | MV | MOM_Vacuum | YR48343 (pump) | SR_M | _A28_C139_142_ | 27-02 | mid | S27 ion pump 9 MPC 1 channel 1 on B:VC3 | SR_T | _S27_ | S27_DLMB | B:VC3 | Ion pump 9 |  | S27:IPC3 |  | S27:IP9 |  | 210695 | 27—60
SR_M_A28_C139_142_27-02[mid] ¦ SR_T_S27_S27_ID[DS:IDVC] | M | MV | MOM_Vacuum | YR48343 (pump) | SR_M | _A28_C139_142_ | 27-02 | mid | S27 ion pump 10 MPC 2 channel 1 on us IDVC | SR_T | _S27_ | S27_ID | DS:IDVC | Ion pump 1 at ID |  | S27:IPC4 |  | S27ID:IP1 |  | 210696 | 27—60
SR_M_A28_C139_142_27-02[mid] ¦ SR_T_S27_S27_QMQB[B:VC9] | M | LV | MOM_Vacuum | Televac (gauge type 1) | SR_M | _A28_C139_142_ | 27-02 | mid | Televac CV gauge SR S27 | SR_T | _S27_ | S27_QMQB | B:VC9 | televac CV SR S27 |  | S27:VGC1 |  | S27:CVG1 |  | 210697 | 27—59
SR_M_A28_C139_142_27-02[mid] ¦ SR_T_S27_S27_QMQB[B:VC9] | M | MV | MOM_Vacuum | Televac (gauge type 2) | SR_M | _A28_C139_142_ | 27-02 | mid | Televac CC gauge SR S27 | SR_T | _S27_ | S27_QMQB | B:VC9 | televac CC SR S27 |  | S27:VGC1 |  | S27:CCG1 |  | 210698 | 27—59
SR_M_A28_C139_142_28-02[mid] ¦ SR_T_S27_S27_ID[DS:IDVC] | M | LV | MOM_Vacuum | Televac (gauge type 1) | SR_M | _A28_C139_142_ | 28-02 | mid | Televac CV gauge ID S27 | SR_T | _S27_ | S27_ID | DS:IDVC | televac CV IDVC S27 |  | S28:VGC1 |  | S27ID:CVG1 |  | 210699 | 28—63
SR_M_A28_C139_142_28-02[mid] ¦ SR_T_S27_S27_ID[DS:IDVC] | M | MV | MOM_Vacuum | Televac (gauge type 2) | SR_M | _A28_C139_142_ | 28-02 | mid | Televac CC gauge ID S27 | SR_T | _S27_ | S27_ID | DS:IDVC | televac CC IDVC S27 |  | S28:VGC1 |  | S27ID:CCG1 |  | 210700 | 28—63
SR_M_A28_C139_142_27-02[mid] ¦ SR_T_S27_S27_DLMA[A:GV1] | M | LV | MOM_Vacuum | YR52954 (SR valve) | SR_M | _A28_C139_142_ | 27-02 | mid | S27 us gate valve | SR_T | _S27_ | S27_DLMA | A:GV1 | us gate valve |  | S27:VVC1 |  | S27A:GV1 |  | 210701 | 27—59
SR_M_A28_C139_142_27-02[mid] ¦ SR_T_S27_S27_DLMB[B:GV1] | M | LV | MOM_Vacuum | YR52954 (SR valve) | SR_M | _A28_C139_142_ | 27-02 | mid | S27 ds gate valve | SR_T | _S27_ | S27_DLMB | B:GV1 | ds gate valve |  | S27:VVC1 |  | S27B:GV1 |  | 210702 | 27—59
SR_M_A28_C139_142_27-03[mid] ¦ SR_T_S27_S27_DLMA[A:GV1] | M | LV | MOM_Vacuum | YR52954 (SR valve) | SR_M | _A28_C139_142_ | 27-03 | mid | S27 us gate valve MPS | SR_T | _S27_ | S27_DLMA | A:GV1 | us gate valve MPS |  | S27:MPSL1 |  | S27A:GV1 |  | 210703 | 27—61
SR_M_A28_C139_142_27-03[mid] ¦ SR_T_S27_S27_DLMB[B:GV1] | M | LV | MOM_Vacuum | YR52954 (SR valve) | SR_M | _A28_C139_142_ | 27-03 | mid | S27 ds gate valve MPS | SR_T | _S27_ | S27_DLMB | B:GV1 | ds gate valve MPS |  | S27:MPSL1 |  | S27B:GV1 |  | 210704 | 27—61
SR_M_A28_C139_142_27-02[mid] ¦ SR_T_S27_S27_FODO[A:VC15] | M | MV | MOM_Vacuum | Turbo Controller | SR_M | _A28_C139_142_ | 27-02 | mid | S27 FODO ancillary Turbo Contoller | SR_T | _S27_ | S27_FODO | A:VC15 | S27 FODO ancillary turbo |  | S27-TPS:TPC1 |  | S27-TPS:TP1 |  | 210705 | 27—59
SR_M_A28_C139_142_27-02[mid] ¦ SR_T_S27_S27_FODO[A:VC15] | M | LV | MOM_Vacuum | YR52954 (SR valve) | SR_M | _A28_C139_142_ | 27-02 | mid | S27 FODO ancillary Turbo Contoller | SR_T | _S27_ | S27_FODO | A:VC15 | S27 FODO ancillary turbo gate valve |  | S27-TPS:TSC1 |  | S27-TPS:TGV1 |  | 210706 | 27—59
SR_M_A28_C139_142_27-02[mid] ¦ SR_T_S27_S27_FODO[A:VC15] | M | LV | MOM_Vacuum | YR52954 (SR valve) | SR_M | _A28_C139_142_ | 27-02 | mid | S27 FODO ancillary Turbo system backing valve | SR_T | _S27_ | S27_FODO | A:VC15 | S27 FODO ancillary turbo backing valve |  | S27-TPS:TSC1 |  | S27-TPS:BV1 |  | 210707 | 27—59
SR_M_A28_C139_142_27-02[mid] ¦ SR_T_S27_S27_FODO[A:VC15] | M | LV | MOM_Vacuum | Televac (gauge type 1) | SR_M | _A28_C139_142_ | 27-02 | mid | Televac CV gauge Turbo S27 | SR_T | _S27_ | S27_FODO | A:VC15 | televac CV Turbo gauge S27 |  | S27-TPS:VGC1 |  | S27-TPS:CVG1 |  | 210708 | 27—59
SR_M_A28_C139_142_27-02[mid] ¦ SR_T_S27_S27_FODO[A:VC15] | M | MV | MOM_Vacuum | Televac (gauge type 2) | SR_M | _A28_C139_142_ | 27-02 | mid | Televac CC gauge Turbo S27 | SR_T | _S27_ | S27_FODO | A:VC15 | televac CC turbo gauge S27 |  | S27-TPS:VGC1 |  | S27-TPS:CCG1 |  | 210709 | 27—59
[] ¦ [] | APS-U: 210710
SR_M_A28_C139_142_28-02[mid] ¦ SR_T_S28_S28_DLMA[A:VC3] | M | MV | MOM_Vacuum | YR48343 (pump) | SR_M | _A28_C139_142_ | 28-02 | mid | S28 ion pump 1 QPC 1 channel 1 on A:VC3 | SR_T | _S28_ | S28_DLMA | A:VC3 | Ion pump 1 |  | S28:IPC1 |  | S28:IP1 |  | 210711 | 28—62
SR_M_A28_C139_142_28-02[mid] ¦ SR_T_S28_S28_DLMA[A:VC6] | M | MV | MOM_Vacuum | YR48343 (pump) | SR_M | _A28_C139_142_ | 28-02 | mid | S28 ion pump 2 QPC 1 cahnnel 2 on A:VC6 | SR_T | _S28_ | S28_DLMA | A:VC6 | Ion pump 2 |  | S28:IPC1 |  | S28:IP2 |  | 210712 | 28—62
SR_M_A28_C139_142_28-02[mid] ¦ SR_T_S28_S28_DLMA[A:VC8] | M | MV | MOM_Vacuum | YR48343 (pump) | SR_M | _A28_C139_142_ | 28-02 | mid | S28 ion pump 3 QPC 1 channel 3 on A:VC8 | SR_T | _S28_ | S28_DLMA | A:VC8 | Ion pump 3 |  | S28:IPC1 |  | S28:IP3 |  | 210713 | 28—62
SR_M_A28_C139_142_28-02[mid] ¦ SR_T_S28_S28_QMQA[A:VC12] | M | MV | MOM_Vacuum | YR48343 (pump) | SR_M | _A28_C139_142_ | 28-02 | mid | S28 ion pump 4 QPC 1 channel 4 on A:VC12 | SR_T | _S28_ | S28_QMQA | A:VC12 | Ion pump 4 |  | S28:IPC1 |  | S28:IP4 |  | 210714 | 28—62
SR_M_A28_C139_142_28-02[mid] ¦ SR_T_S28_S28_FODO[A:VC15] | M | MV | MOM_Vacuum | YR48343 (pump) | SR_M | _A28_C139_142_ | 28-02 | mid | S28 ion pump 5 QPC 2 channel 1 on A:VC15 | SR_T | _S28_ | S28_FODO | A:VC15 | Ion pump 5 |  | S28:IPC2 |  | S28:IP5 |  | 210715 | 28—62
SR_M_A28_C139_142_28-02[mid] ¦ SR_T_S28_S28_QMQB[B:VC9] | M | MV | MOM_Vacuum | YR48343 (pump) | SR_M | _A28_C139_142_ | 28-02 | mid | S28 ion pump 6 QPC 2 channel 2 on B:VC9 | SR_T | _S28_ | S28_QMQB | B:VC9 | Ion pump 6 |  | S28:IPC2 |  | S28:IP6 |  | 210716 | 28—62
SR_M_A28_C139_142_28-02[mid] ¦ SR_T_S28_S28_DLMB[B:VC6] | M | MV | MOM_Vacuum | YR48343 (pump) | SR_M | _A28_C139_142_ | 28-02 | mid | S28 ion pump 7 QPC 2 channel 3 on B:VC6 | SR_T | _S28_ | S28_DLMB | B:VC6 | Ion pump 7 |  | S28:IPC2 |  | S28:IP7 |  | 210717 | 28—62
SR_M_A28_C139_142_28-02[mid] ¦ SR_T_S28_S28_DLMB[B:VC5] | M | MV | MOM_Vacuum | YR48343 (pump) | SR_M | _A28_C139_142_ | 28-02 | mid | S28 ion pump 8 QPC 2 channel 4 on B:VC5 | SR_T | _S28_ | S28_DLMB | B:VC5 | Ion pump 8 |  | S28:IPC2 |  | S28:IP8 |  | 210718 | 28—62
SR_M_A28_C139_142_28-02[mid] ¦ SR_T_S28_S28_DLMB[B:VC3] | M | MV | MOM_Vacuum | YR48343 (pump) | SR_M | _A28_C139_142_ | 28-02 | mid | S28 ion pump 9 MPC 1 channel 1 on B:VC3 | SR_T | _S28_ | S28_DLMB | B:VC3 | Ion pump 9 |  | S28:IPC3 |  | S28:IP9 |  | 210719 | 28—62
SR_M_A28_C139_142_28-02[mid] ¦ SR_T_S28_S28_ID[US:IDVC] | M | MV | MOM_Vacuum | YR48343 (pump) | SR_M | _A28_C139_142_ | 28-02 | mid | S28 ion pump 10 MPC 2 channel 1 on us IDVC | SR_T | _S28_ | S28_ID | US:IDVC | Ion pump 1 at ID |  | S28:IPC4 |  | S28ID:IP1 |  | 210720 | 28—62
SR_M_A28_C139_142_28-02[mid] ¦ SR_T_S28_S28_ID[DS:IDVC] | M | MV | MOM_Vacuum | YR48343 (pump) | SR_M | _A28_C139_142_ | 28-02 | mid | S28 ion pump 11 MPC 2 channel 2 on ds IDVC | SR_T | _S28_ | S28_ID | DS:IDVC | Ion pump 2 at ID |  | S28:IPC4 |  | S28ID:IP2 |  | 210721 | 28—62 |  | S28 SCU (11th ion pump)
SR_M_A28_C139_142_27-02[mid] ¦ SR_T_S28_S28_QMQB[B:VC9] | M | LV | MOM_Vacuum | Televac (gauge type 1) | SR_M | _A28_C139_142_ | 27-02 | mid | Televac CV gauge SR S28 | SR_T | _S28_ | S28_QMQB | B:VC9 | televac CV SR S28 |  | S27:VGC1 |  | S28:CVG1 |  | 210722 | 27—59
SR_M_A28_C139_142_27-02[mid] ¦ SR_T_S28_S28_QMQB[B:VC9] | M | MV | MOM_Vacuum | Televac (gauge type 2) | SR_M | _A28_C139_142_ | 27-02 | mid | Televac CC gauge SR S28 | SR_T | _S28_ | S28_QMQB | B:VC9 | televac CC SR S28 |  | S27:VGC1 |  | S28:CCG1 |  | 210723 | 27—59
SR_M_A28_C139_142_28-02[mid] ¦ SR_T_S28_S28_ID[DS:IDVC] | M | LV | MOM_Vacuum | Televac (gauge type 1) | SR_M | _A28_C139_142_ | 28-02 | mid | Televac CV gauge ID S28 | SR_T | _S28_ | S28_ID | DS:IDVC | televac CV IDVC S28 |  | S28:VGC1 |  | S28ID:CVG1 |  | 210724 | 28—63
SR_M_A28_C139_142_28-02[mid] ¦ SR_T_S28_S28_ID[DS:IDVC] | M | MV | MOM_Vacuum | Televac (gauge type 2) | SR_M | _A28_C139_142_ | 28-02 | mid | Televac CC gauge ID S28 | SR_T | _S28_ | S28_ID | DS:IDVC | televac CC IDVC S28 |  | S28:VGC1 |  | S28ID:CCG1 |  | 210725 | 28—63
SR_M_A28_C139_142_28-02[mid] ¦ SR_T_S28_S28_DLMA[A:GV1] | M | LV | MOM_Vacuum | YR52954 (SR valve) | SR_M | _A28_C139_142_ | 28-02 | mid | S28 us gate valve | SR_T | _S28_ | S28_DLMA | A:GV1 | us gate valve |  | S28:VVC1 |  | S28A:GV1 |  | 210726 | 28—63
SR_M_A28_C139_142_28-02[mid] ¦ SR_T_S28_S28_DLMB[B:GV1] | M | LV | MOM_Vacuum | YR52954 (SR valve) | SR_M | _A28_C139_142_ | 28-02 | mid | S28 ds gate valve | SR_T | _S28_ | S28_DLMB | B:GV1 | ds gate valve |  | S28:VVC1 |  | S28B:GV1 |  | 210727 | 28—63
SR_M_A28_C139_142_27-03[mid] ¦ SR_T_S28_S28_DLMA[A:GV1] | M | LV | MOM_Vacuum | YR52954 (SR valve) | SR_M | _A28_C139_142_ | 27-03 | mid | S28 us gate valve MPS | SR_T | _S28_ | S28_DLMA | A:GV1 | us gate valve MPS |  | S27:MPSL1 |  | S28A:GV1 |  | 210728 | 27—61
SR_M_A28_C139_142_27-03[mid] ¦ SR_T_S28_S28_DLMB[B:GV1] | M | LV | MOM_Vacuum | YR52954 (SR valve) | SR_M | _A28_C139_142_ | 27-03 | mid | S28 ds gate valve MPS | SR_T | _S28_ | S28_DLMB | B:GV1 | ds gate valve MPS |  | S27:MPSL1 |  | S28B:GV1 |  | 210729 | 27—61
SR_M_A28_C139_142_27-02[mid] ¦ SR_T_S28_S28_FODO[A:VC15] | M | MV | MOM_Vacuum | Turbo Controller | SR_M | _A28_C139_142_ | 27-02 | mid | S28 FODO ancillary Turbo Contoller | SR_T | _S28_ | S28_FODO | A:VC15 | S28 FODO ancillary turbo |  | S28-TPS:TPC1 |  | S28-TPS:TP1 |  | 210730 | 27—59
SR_M_A28_C139_142_27-02[mid] ¦ SR_T_S28_S28_FODO[A:VC15] | M | LV | MOM_Vacuum | YR52954 (SR valve) | SR_M | _A28_C139_142_ | 27-02 | mid | S28 FODO ancillary Turbo system Contoller | SR_T | _S28_ | S28_FODO | A:VC15 | S28 FODO ancillary turbo gate valve |  | S27-TPS:TSC1 |  | S28-TPS:TGV1 |  | 210731 | 27—59
SR_M_A28_C139_142_27-02[mid] ¦ SR_T_S28_S28_FODO[A:VC15] | M | LV | MOM_Vacuum | YR52954 (SR valve) | SR_M | _A28_C139_142_ | 27-02 | mid | S28 FODO ancillary Turbo system backing valve | SR_T | _S28_ | S28_FODO | A:VC15 | S28 FODO ancillary turbo backing valve |  | S27-TPS:TSC1 |  | S28-TPS:BV1 |  | 210732 | 27—59
SR_M_A28_C139_142_27-02[mid] ¦ SR_T_S28_S28_FODO[A:VC15] | M | LV | MOM_Vacuum | Televac (gauge type 1) | SR_M | _A28_C139_142_ | 27-02 | mid | Televac CV gauge Turbo S28 | SR_T | _S28_ | S28_FODO | A:VC15 | televac CV Turbo gauge S28 |  | S27-TPS:VGC1 |  | S28-TPS:CVG1 |  | 210733 | 27—59
SR_M_A28_C139_142_27-02[mid] ¦ SR_T_S28_S28_FODO[A:VC15] | M | MV | MOM_Vacuum | Televac (gauge type 2) | SR_M | _A28_C139_142_ | 27-02 | mid | Televac CC gauge Turbo S28 | SR_T | _S28_ | S28_FODO | A:VC15 | televac CC turbo gauge S28 |  | S27-TPS:VGC1 |  | S28-TPS:CCG1 |  | 210734 | 27—59
SR_M_A28_C139_142_27-02[mid] ¦ SR_T_S28_S28_FODO[A:VC15] | M | LV | MOM_Vacuum | Televac (gauge type 1) | SR_M | _A28_C139_142_ | 27-02 | mid | Televac CV gauge Rough S27-28 | SR_T | _S28_ | S28_FODO | A:VC15 | televac CV Rough gauge S27-28 |  | S27-TPS:VGC1 |  | S28-TPS:RP:CVG1 |  | 210735 | 27—59
SR_M_A28_C139_142_27-02[mid] ¦ SR_T_S28_S28_FODO[A:VC15] | M | MV | MOM_Vacuum | Televac (gauge type 2) | SR_M | _A28_C139_142_ | 27-02 | mid | Televac CC gauge Rough S27-28 | SR_T | _S28_ | S28_FODO | A:VC15 | televac CC Rough gauge S27-28 |  | S27-TPS:VGC1 |  | S28-TPS:RP:CCG1 |  | 210736 | 27—59
SR_M_A28_C139_142_27-02[mid] ¦ SR_U_U27_C136_139_27-28-ROUGH_PUMP[mid] | M | MV | MOM_Vacuum | Roughing Pump (by manufacturer) | SR_M | _A28_C139_142_ | 27-02 | mid | Turbo System Controller | SR_U | _U27_C136_139_ | 27-28-ROUGH_PUMP | mid | Roughing pump S27-28 |  | S27-TPS:TSC1 |  | S27-TPS:RP1 |  | 210737 | 27—59
[] ¦ [] | APS-U: 210738
SR_M_A30_C145_148_29-02[mid] ¦ SR_T_S29_S29_DLMA[A:VC3] | M | MV | MOM_Vacuum | YR48343 (pump) | SR_M | _A30_C145_148_ | 29-02 | mid | S29 ion pump 1 QPC 1 channel 1 on A:VC3 | SR_T | _S29_ | S29_DLMA | A:VC3 | Ion pump 1 |  | S29:IPC1 |  | S29:IP1 |  | 210739 | 29—60
SR_M_A30_C145_148_29-02[mid] ¦ SR_T_S29_S29_DLMA[A:VC6] | M | MV | MOM_Vacuum | YR48343 (pump) | SR_M | _A30_C145_148_ | 29-02 | mid | S29 ion pump 2 QPC 1 cahnnel 2 on A:VC6 | SR_T | _S29_ | S29_DLMA | A:VC6 | Ion pump 2 |  | S29:IPC1 |  | S29:IP2 |  | 210740 | 29—60
SR_M_A30_C145_148_29-02[mid] ¦ SR_T_S29_S29_DLMA[A:VC8] | M | MV | MOM_Vacuum | YR48343 (pump) | SR_M | _A30_C145_148_ | 29-02 | mid | S29 ion pump 3 QPC 1 channel 3 on A:VC8 | SR_T | _S29_ | S29_DLMA | A:VC8 | Ion pump 3 |  | S29:IPC1 |  | S29:IP3 |  | 210741 | 29—60
SR_M_A30_C145_148_29-02[mid] ¦ SR_T_S29_S29_QMQA[A:VC12] | M | MV | MOM_Vacuum | YR48343 (pump) | SR_M | _A30_C145_148_ | 29-02 | mid | S29 ion pump 4 QPC 1 channel 4 on A:VC12 | SR_T | _S29_ | S29_QMQA | A:VC12 | Ion pump 4 |  | S29:IPC1 |  | S29:IP4 |  | 210742 | 29—60
SR_M_A30_C145_148_29-02[mid] ¦ SR_T_S29_S29_FODO[A:VC15] | M | MV | MOM_Vacuum | YR48343 (pump) | SR_M | _A30_C145_148_ | 29-02 | mid | S29 ion pump 5 QPC 2 channel 1 on A:VC15 | SR_T | _S29_ | S29_FODO | A:VC15 | Ion pump 5 |  | S29:IPC2 |  | S29:IP5 |  | 210743 | 29—60
SR_M_A30_C145_148_29-02[mid] ¦ SR_T_S29_S29_QMQB[B:VC9] | M | MV | MOM_Vacuum | YR48343 (pump) | SR_M | _A30_C145_148_ | 29-02 | mid | S29 ion pump 6 QPC 2 channel 2 on B:VC9 | SR_T | _S29_ | S29_QMQB | B:VC9 | Ion pump 6 |  | S29:IPC2 |  | S29:IP6 |  | 210744 | 29—60
SR_M_A30_C145_148_29-02[mid] ¦ SR_T_S29_S29_DLMB[B:VC6] | M | MV | MOM_Vacuum | YR48343 (pump) | SR_M | _A30_C145_148_ | 29-02 | mid | S29 ion pump 7 QPC 2 channel 3 on B:VC6 | SR_T | _S29_ | S29_DLMB | B:VC6 | Ion pump 7 |  | S29:IPC2 |  | S29:IP7 |  | 210745 | 29—60
SR_M_A30_C145_148_29-02[mid] ¦ SR_T_S29_S29_DLMB[B:VC5] | M | MV | MOM_Vacuum | YR48343 (pump) | SR_M | _A30_C145_148_ | 29-02 | mid | S29 ion pump 8 QPC 2 channel 4 on B:VC5 | SR_T | _S29_ | S29_DLMB | B:VC5 | Ion pump 8 |  | S29:IPC2 |  | S29:IP8 |  | 210746 | 29—60
SR_M_A30_C145_148_29-02[mid] ¦ SR_T_S29_S29_DLMB[B:VC3] | M | MV | MOM_Vacuum | YR48343 (pump) | SR_M | _A30_C145_148_ | 29-02 | mid | S29 ion pump 9 MPC 1 channel 1 on B:VC3 | SR_T | _S29_ | S29_DLMB | B:VC3 | Ion pump 9 |  | S29:IPC3 |  | S29:IP9 |  | 210747 | 29—60
SR_M_A30_C145_148_29-02[mid] ¦ SR_T_S29_S29_ID[DS:IDVC] | M | MV | MOM_Vacuum | YR48343 (pump) | SR_M | _A30_C145_148_ | 29-02 | mid | S29 ion pump 10 MPC 2 channel 1 on us IDVC | SR_T | _S29_ | S29_ID | DS:IDVC | Ion pump 1 at ID |  | S29:IPC4 |  | S29ID:IP1 |  | 210748 | 29—60
SR_M_A30_C145_148_29-02[mid] ¦ SR_T_S29_S29_QMQB[B:VC9] | M | LV | MOM_Vacuum | Televac (gauge type 1) | SR_M | _A30_C145_148_ | 29-02 | mid | Televac CV gauge SR S29 | SR_T | _S29_ | S29_QMQB | B:VC9 | televac CV SR S29 |  | S29:VGC1 |  | S29:CVG1 |  | 210749 | 29—59
SR_M_A30_C145_148_29-02[mid] ¦ SR_T_S29_S29_QMQB[B:VC9] | M | MV | MOM_Vacuum | Televac (gauge type 2) | SR_M | _A30_C145_148_ | 29-02 | mid | Televac CC gauge SR S29 | SR_T | _S29_ | S29_QMQB | B:VC9 | televac CC SR S29 |  | S29:VGC1 |  | S29:CCG1 |  | 210750 | 29—59
SR_M_A30_C145_148_30-02[mid] ¦ SR_T_S29_S29_ID[DS:IDVC] | M | LV | MOM_Vacuum | Televac (gauge type 1) | SR_M | _A30_C145_148_ | 30-02 | mid | Televac CV gauge ID S29 | SR_T | _S29_ | S29_ID | DS:IDVC | televac CV IDVC S29 |  | S30:VGC1 |  | S29ID:CVG1 |  | 210751 | 30—63
SR_M_A30_C145_148_30-02[mid] ¦ SR_T_S29_S29_ID[DS:IDVC] | M | MV | MOM_Vacuum | Televac (gauge type 2) | SR_M | _A30_C145_148_ | 30-02 | mid | Televac CC gauge ID S29 | SR_T | _S29_ | S29_ID | DS:IDVC | televac CC IDVC S29 |  | S30:VGC1 |  | S29ID:CCG1 |  | 210752 | 30—63
SR_M_A30_C145_148_29-02[mid] ¦ SR_T_S29_S29_DLMA[A:GV1] | M | LV | MOM_Vacuum | YR52954 (SR valve) | SR_M | _A30_C145_148_ | 29-02 | mid | S29 us gate valve | SR_T | _S29_ | S29_DLMA | A:GV1 | us gate valve |  | S29:VVC1 |  | S29A:GV1 |  | 210753 | 29—59
SR_M_A30_C145_148_29-02[mid] ¦ SR_T_S29_S29_DLMB[B:GV1] | M | LV | MOM_Vacuum | YR52954 (SR valve) | SR_M | _A30_C145_148_ | 29-02 | mid | S29 ds gate valve | SR_T | _S29_ | S29_DLMB | B:GV1 | ds gate valve |  | S29:VVC1 |  | S29B:GV1 |  | 210754 | 29—59
SR_M_A30_C145_148_29-03[mid] ¦ SR_T_S29_S29_DLMA[A:GV1] | M | LV | MOM_Vacuum | YR52954 (SR valve) | SR_M | _A30_C145_148_ | 29-03 | mid | S29 us gate valve MPS | SR_T | _S29_ | S29_DLMA | A:GV1 | us gate valve MPS |  | S29:MPSL1 |  | S29A:GV1 |  | 210755 | 29—61
SR_M_A30_C145_148_29-03[mid] ¦ SR_T_S29_S29_DLMB[B:GV1] | M | LV | MOM_Vacuum | YR52954 (SR valve) | SR_M | _A30_C145_148_ | 29-03 | mid | S29 ds gate valve MPS | SR_T | _S29_ | S29_DLMB | B:GV1 | ds gate valve MPS |  | S29:MPSL1 |  | S29B:GV1 |  | 210756 | 29—61
SR_M_A30_C145_148_29-02[mid] ¦ SR_T_S29_S29_FODO[A:VC15] | M | MV | MOM_Vacuum | Turbo Controller | SR_M | _A30_C145_148_ | 29-02 | mid | S29 FODO ancillary Turbo Contoller | SR_T | _S29_ | S29_FODO | A:VC15 | S29 FODO ancillary turbo |  | S29-TPS:TPC1 |  | S29-TPS:TP1 |  | 210757 | 29—59
SR_M_A30_C145_148_29-02[mid] ¦ SR_T_S29_S29_FODO[A:VC15] | M | LV | MOM_Vacuum | YR52954 (SR valve) | SR_M | _A30_C145_148_ | 29-02 | mid | S29 FODO ancillary Turbo Contoller | SR_T | _S29_ | S29_FODO | A:VC15 | S29 FODO ancillary turbo gate valve |  | S29-TPS:TSC1 |  | S29-TPS:TGV1 |  | 210758 | 29—59
SR_M_A30_C145_148_29-02[mid] ¦ SR_T_S29_S29_FODO[A:VC15] | M | LV | MOM_Vacuum | YR52954 (SR valve) | SR_M | _A30_C145_148_ | 29-02 | mid | S29 FODO ancillary Turbo system backing valve | SR_T | _S29_ | S29_FODO | A:VC15 | S29 FODO ancillary turbo backing valve |  | S29-TPS:TSC1 |  | S29-TPS:BV1 |  | 210759 | 29—59
SR_M_A30_C145_148_29-02[mid] ¦ SR_T_S29_S29_FODO[A:VC15] | M | LV | MOM_Vacuum | Televac (gauge type 1) | SR_M | _A30_C145_148_ | 29-02 | mid | Televac CV gauge Turbo S29 | SR_T | _S29_ | S29_FODO | A:VC15 | televac CV Turbo gauge S29 |  | S29-TPS:VGC1 |  | S29-TPS:CVG1 |  | 210760 | 29—59
SR_M_A30_C145_148_29-02[mid] ¦ SR_T_S29_S29_FODO[A:VC15] | M | MV | MOM_Vacuum | Televac (gauge type 2) | SR_M | _A30_C145_148_ | 29-02 | mid | Televac CC gauge Turbo S29 | SR_T | _S29_ | S29_FODO | A:VC15 | televac CC turbo gauge S29 |  | S29-TPS:VGC1 |  | S29-TPS:CCG1 |  | 210761 | 29—59
[] ¦ [] | APS-U: 210762
SR_M_A30_C145_148_30-02[mid] ¦ SR_T_S30_S30_DLMA[A:VC3] | M | MV | MOM_Vacuum | YR48343 (pump) | SR_M | _A30_C145_148_ | 30-02 | mid | S30 ion pump 1 QPC 1 channel 1 on A:VC3 | SR_T | _S30_ | S30_DLMA | A:VC3 | Ion pump 1 |  | S30:IPC1 |  | S30:IP1 |  | 210763 | 30—62
SR_M_A30_C145_148_30-02[mid] ¦ SR_T_S30_S30_DLMA[A:VC6] | M | MV | MOM_Vacuum | YR48343 (pump) | SR_M | _A30_C145_148_ | 30-02 | mid | S30 ion pump 2 QPC 1 cahnnel 2 on A:VC6 | SR_T | _S30_ | S30_DLMA | A:VC6 | Ion pump 2 |  | S30:IPC1 |  | S30:IP2 |  | 210764 | 30—62
SR_M_A30_C145_148_30-02[mid] ¦ SR_T_S30_S30_DLMA[A:VC8] | M | MV | MOM_Vacuum | YR48343 (pump) | SR_M | _A30_C145_148_ | 30-02 | mid | S30 ion pump 3 QPC 1 channel 3 on A:VC8 | SR_T | _S30_ | S30_DLMA | A:VC8 | Ion pump 3 |  | S30:IPC1 |  | S30:IP3 |  | 210765 | 30—62
SR_M_A30_C145_148_30-02[mid] ¦ SR_T_S30_S30_QMQA[A:VC12] | M | MV | MOM_Vacuum | YR48343 (pump) | SR_M | _A30_C145_148_ | 30-02 | mid | S30 ion pump 4 QPC 1 channel 4 on A:VC12 | SR_T | _S30_ | S30_QMQA | A:VC12 | Ion pump 4 |  | S30:IPC1 |  | S30:IP4 |  | 210766 | 30—62
SR_M_A30_C145_148_30-02[mid] ¦ SR_T_S30_S30_FODO[A:VC15] | M | MV | MOM_Vacuum | YR48343 (pump) | SR_M | _A30_C145_148_ | 30-02 | mid | S30 ion pump 5 QPC 2 channel 1 on A:VC15 | SR_T | _S30_ | S30_FODO | A:VC15 | Ion pump 5 |  | S30:IPC2 |  | S30:IP5 |  | 210767 | 30—62
SR_M_A30_C145_148_30-02[mid] ¦ SR_T_S30_S30_QMQB[B:VC9] | M | MV | MOM_Vacuum | YR48343 (pump) | SR_M | _A30_C145_148_ | 30-02 | mid | S30 ion pump 6 QPC 2 channel 2 on B:VC9 | SR_T | _S30_ | S30_QMQB | B:VC9 | Ion pump 6 |  | S30:IPC2 |  | S30:IP6 |  | 210768 | 30—62
SR_M_A30_C145_148_30-02[mid] ¦ SR_T_S30_S30_DLMB[B:VC6] | M | MV | MOM_Vacuum | YR48343 (pump) | SR_M | _A30_C145_148_ | 30-02 | mid | S30 ion pump 7 QPC 2 channel 3 on B:VC6 | SR_T | _S30_ | S30_DLMB | B:VC6 | Ion pump 7 |  | S30:IPC2 |  | S30:IP7 |  | 210769 | 30—62
SR_M_A30_C145_148_30-02[mid] ¦ SR_T_S30_S30_DLMB[B:VC5] | M | MV | MOM_Vacuum | YR48343 (pump) | SR_M | _A30_C145_148_ | 30-02 | mid | S30 ion pump 8 QPC 2 channel 4 on B:VC5 | SR_T | _S30_ | S30_DLMB | B:VC5 | Ion pump 8 |  | S30:IPC2 |  | S30:IP8 |  | 210770 | 30—62
SR_M_A30_C145_148_30-02[mid] ¦ SR_T_S30_S30_DLMB[B:VC3] | M | MV | MOM_Vacuum | YR48343 (pump) | SR_M | _A30_C145_148_ | 30-02 | mid | S30 ion pump 9 MPC 1 channel 1 on B:VC3 | SR_T | _S30_ | S30_DLMB | B:VC3 | Ion pump 9 |  | S30:IPC3 |  | S30:IP9 |  | 210771 | 30—62
SR_M_A30_C145_148_30-02[mid] ¦ SR_T_S30_S30_ID[DS:IDVC] | M | MV | MOM_Vacuum | YR48343 (pump) | SR_M | _A30_C145_148_ | 30-02 | mid | S30 ion pump 10 MPC 2 channel 1 on us IDVC | SR_T | _S30_ | S30_ID | DS:IDVC | Ion pump 1 at ID |  | S30:IPC4 |  | S30ID:IP1 |  | 210772 | 30—62
SR_M_A30_C145_148_29-02[mid] ¦ SR_T_S30_S30_QMQB[B:VC9] | M | LV | MOM_Vacuum | Televac (gauge type 1) | SR_M | _A30_C145_148_ | 29-02 | mid | Televac CV gauge SR S30 | SR_T | _S30_ | S30_QMQB | B:VC9 | televac CV SR S30 |  | S29:VGC1 |  | S30:CVG1 |  | 210773 | 29—59
SR_M_A30_C145_148_29-02[mid] ¦ SR_T_S30_S30_QMQB[B:VC9] | M | MV | MOM_Vacuum | Televac (gauge type 2) | SR_M | _A30_C145_148_ | 29-02 | mid | Televac CC gauge SR S30 | SR_T | _S30_ | S30_QMQB | B:VC9 | televac CC SR S30 |  | S29:VGC1 |  | S30:CCG1 |  | 210774 | 29—59
SR_M_A30_C145_148_30-02[mid] ¦ SR_T_S30_S30_ID[DS:IDVC] | M | LV | MOM_Vacuum | Televac (gauge type 1) | SR_M | _A30_C145_148_ | 30-02 | mid | Televac CV gauge ID S30 | SR_T | _S30_ | S30_ID | DS:IDVC | televac CV IDVC S30 |  | S30:VGC1 |  | S30ID:CVG1 |  | 210775 | 30—63
SR_M_A30_C145_148_30-02[mid] ¦ SR_T_S30_S30_ID[DS:IDVC] | M | MV | MOM_Vacuum | Televac (gauge type 2) | SR_M | _A30_C145_148_ | 30-02 | mid | Televac CC gauge ID S30 | SR_T | _S30_ | S30_ID | DS:IDVC | televac CC IDVC S30 |  | S30:VGC1 |  | S30ID:CCG1 |  | 210776 | 30—63
SR_M_A30_C145_148_30-02[mid] ¦ SR_T_S30_S30_DLMA[A:GV1] | M | LV | MOM_Vacuum | YR52954 (SR valve) | SR_M | _A30_C145_148_ | 30-02 | mid | S30 us gate valve | SR_T | _S30_ | S30_DLMA | A:GV1 | us gate valve |  | S30:VVC1 |  | S30A:GV1 |  | 210777 | 30—63
SR_M_A30_C145_148_30-02[mid] ¦ SR_T_S30_S30_DLMB[B:GV1] | M | LV | MOM_Vacuum | YR52954 (SR valve) | SR_M | _A30_C145_148_ | 30-02 | mid | S30 ds gate valve | SR_T | _S30_ | S30_DLMB | B:GV1 | ds gate valve |  | S30:VVC1 |  | S30B:GV1 |  | 210778 | 30—63
SR_M_A30_C145_148_29-03[mid] ¦ SR_T_S30_S30_DLMA[A:GV1] | M | LV | MOM_Vacuum | YR52954 (SR valve) | SR_M | _A30_C145_148_ | 29-03 | mid | S30 us gate valve MPS | SR_T | _S30_ | S30_DLMA | A:GV1 | us gate valve MPS |  | S29:MPSL1 |  | S30A:GV1 |  | 210779 | 29—61
SR_M_A30_C145_148_29-03[mid] ¦ SR_T_S30_S30_DLMB[B:GV1] | M | LV | MOM_Vacuum | YR52954 (SR valve) | SR_M | _A30_C145_148_ | 29-03 | mid | S30 ds gate valve MPS | SR_T | _S30_ | S30_DLMB | B:GV1 | ds gate valve MPS |  | S29:MPSL1 |  | S30B:GV1 |  | 210780 | 29—61
SR_M_A30_C145_148_29-02[mid] ¦ SR_T_S30_S30_FODO[A:VC15] | M | MV | MOM_Vacuum | Turbo Controller | SR_M | _A30_C145_148_ | 29-02 | mid | S30 FODO ancillary Turbo Contoller | SR_T | _S30_ | S30_FODO | A:VC15 | S30 FODO ancillary turbo |  | S30-TPS:TPC1 |  | S30-TPS:TP1 |  | 210781 | 29—59
SR_M_A30_C145_148_29-02[mid] ¦ SR_T_S30_S30_FODO[A:VC15] | M | LV | MOM_Vacuum | YR52954 (SR valve) | SR_M | _A30_C145_148_ | 29-02 | mid | S30 FODO ancillary Turbo system Contoller | SR_T | _S30_ | S30_FODO | A:VC15 | S30 FODO ancillary turbo gate valve |  | S29-TPS:TSC1 |  | S30-TPS:TGV1 |  | 210782 | 29—59
SR_M_A30_C145_148_29-02[mid] ¦ SR_T_S30_S30_FODO[A:VC15] | M | LV | MOM_Vacuum | YR52954 (SR valve) | SR_M | _A30_C145_148_ | 29-02 | mid | S30 FODO ancillary Turbo system backing valve | SR_T | _S30_ | S30_FODO | A:VC15 | S30 FODO ancillary turbo backing valve |  | S29-TPS:TSC1 |  | S30-TPS:BV1 |  | 210783 | 29—59
SR_M_A30_C145_148_29-02[mid] ¦ SR_T_S30_S30_FODO[A:VC15] | M | LV | MOM_Vacuum | Televac (gauge type 1) | SR_M | _A30_C145_148_ | 29-02 | mid | Televac CV gauge Turbo S30 | SR_T | _S30_ | S30_FODO | A:VC15 | televac CV Turbo gauge S30 |  | S29-TPS:VGC1 |  | S30-TPS:CVG1 |  | 210784 | 29—59
SR_M_A30_C145_148_29-02[mid] ¦ SR_T_S30_S30_FODO[A:VC15] | M | MV | MOM_Vacuum | Televac (gauge type 2) | SR_M | _A30_C145_148_ | 29-02 | mid | Televac CC gauge Turbo S30 | SR_T | _S30_ | S30_FODO | A:VC15 | televac CC turbo gauge S30 |  | S29-TPS:VGC1 |  | S30-TPS:CCG1 |  | 210785 | 29—59
SR_M_A30_C145_148_29-02[mid] ¦ SR_T_S30_S30_FODO[A:VC15] | M | LV | MOM_Vacuum | Televac (gauge type 1) | SR_M | _A30_C145_148_ | 29-02 | mid | Televac CV gauge Rough S29-30 | SR_T | _S30_ | S30_FODO | A:VC15 | televac CV Rough gauge S29-30 |  | S29-TPS:VGC1 |  | S30-TPS:RP:CVG1 |  | 210786 | 29—59
SR_M_A30_C145_148_29-02[mid] ¦ SR_T_S30_S30_FODO[A:VC15] | M | MV | MOM_Vacuum | Televac (gauge type 2) | SR_M | _A30_C145_148_ | 29-02 | mid | Televac CC gauge Rough S29-30 | SR_T | _S30_ | S30_FODO | A:VC15 | televac CC Rough gauge S29-30 |  | S29-TPS:VGC1 |  | S30-TPS:RP:CCG1 |  | 210787 | 29—59
SR_M_A30_C145_148_29-02[mid] ¦ SR_U_U30_C145_148_29-30-ROUGH_PUMP[mid] | M | MV | MOM_Vacuum | Roughing Pump (by manufacturer) | SR_M | _A30_C145_148_ | 29-02 | mid | Turbo System Controller | SR_U | _U30_C145_148_ | 29-30-ROUGH_PUMP | mid | Roughing pump S29-30 |  | S29-TPS:TSC1 |  | S29-TPS:RP1 |  | 210788 | 29—59
[] ¦ [] | APS-U: 210789
SR_M_A32_C151_154_31-02[mid] ¦ SR_T_S31_S31_DLMA[A:VC3] | M | MV | MOM_Vacuum | YR48343 (pump) | SR_M | _A32_C151_154_ | 31-02 | mid | S31 ion pump 1 QPC 1 channel 1 on A:VC3 | SR_T | _S31_ | S31_DLMA | A:VC3 | Ion pump 1 |  | S31:IPC1 |  | S31:IP1 |  | 210790 | 31—60
SR_M_A32_C151_154_31-02[mid] ¦ SR_T_S31_S31_DLMA[A:VC6] | M | MV | MOM_Vacuum | YR48343 (pump) | SR_M | _A32_C151_154_ | 31-02 | mid | S31 ion pump 2 QPC 1 cahnnel 2 on A:VC6 | SR_T | _S31_ | S31_DLMA | A:VC6 | Ion pump 2 |  | S31:IPC1 |  | S31:IP2 |  | 210791 | 31—60
SR_M_A32_C151_154_31-02[mid] ¦ SR_T_S31_S31_DLMA[A:VC8] | M | MV | MOM_Vacuum | YR48343 (pump) | SR_M | _A32_C151_154_ | 31-02 | mid | S31 ion pump 3 QPC 1 channel 3 on A:VC8 | SR_T | _S31_ | S31_DLMA | A:VC8 | Ion pump 3 |  | S31:IPC1 |  | S31:IP3 |  | 210792 | 31—60
SR_M_A32_C151_154_31-02[mid] ¦ SR_T_S31_S31_QMQA[A:VC12] | M | MV | MOM_Vacuum | YR48343 (pump) | SR_M | _A32_C151_154_ | 31-02 | mid | S31 ion pump 4 QPC 1 channel 4 on A:VC12 | SR_T | _S31_ | S31_QMQA | A:VC12 | Ion pump 4 |  | S31:IPC1 |  | S31:IP4 |  | 210793 | 31—60
SR_M_A32_C151_154_31-02[mid] ¦ SR_T_S31_S31_FODO[A:VC15] | M | MV | MOM_Vacuum | YR48343 (pump) | SR_M | _A32_C151_154_ | 31-02 | mid | S31 ion pump 5 QPC 2 channel 1 on A:VC15 | SR_T | _S31_ | S31_FODO | A:VC15 | Ion pump 5 |  | S31:IPC2 |  | S31:IP5 |  | 210794 | 31—60
SR_M_A32_C151_154_31-02[mid] ¦ SR_T_S31_S31_QMQB[B:VC9] | M | MV | MOM_Vacuum | YR48343 (pump) | SR_M | _A32_C151_154_ | 31-02 | mid | S31 ion pump 6 QPC 2 channel 2 on B:VC9 | SR_T | _S31_ | S31_QMQB | B:VC9 | Ion pump 6 |  | S31:IPC2 |  | S31:IP6 |  | 210795 | 31—60
SR_M_A32_C151_154_31-02[mid] ¦ SR_T_S31_S31_DLMB[B:VC6] | M | MV | MOM_Vacuum | YR48343 (pump) | SR_M | _A32_C151_154_ | 31-02 | mid | S31 ion pump 7 QPC 2 channel 3 on B:VC6 | SR_T | _S31_ | S31_DLMB | B:VC6 | Ion pump 7 |  | S31:IPC2 |  | S31:IP7 |  | 210796 | 31—60
SR_M_A32_C151_154_31-02[mid] ¦ SR_T_S31_S31_DLMB[B:VC5] | M | MV | MOM_Vacuum | YR48343 (pump) | SR_M | _A32_C151_154_ | 31-02 | mid | S31 ion pump 8 QPC 2 channel 4 on B:VC5 | SR_T | _S31_ | S31_DLMB | B:VC5 | Ion pump 8 |  | S31:IPC2 |  | S31:IP8 |  | 210797 | 31—60
SR_M_A32_C151_154_31-02[mid] ¦ SR_T_S31_S31_DLMB[B:VC3] | M | MV | MOM_Vacuum | YR48343 (pump) | SR_M | _A32_C151_154_ | 31-02 | mid | S31 ion pump 9 MPC 1 channel 1 on B:VC3 | SR_T | _S31_ | S31_DLMB | B:VC3 | Ion pump 9 |  | S31:IPC3 |  | S31:IP9 |  | 210798 | 31—60
SR_M_A32_C151_154_31-02[mid] ¦ SR_T_S31_S31_ID[DS:IDVC] | M | MV | MOM_Vacuum | YR48343 (pump) | SR_M | _A32_C151_154_ | 31-02 | mid | S31 ion pump 10 MPC 2 channel 1 on us IDVC | SR_T | _S31_ | S31_ID | DS:IDVC | Ion pump 1 at ID |  | S31:IPC4 |  | S31ID:IP1 |  | 210799 | 31—60
SR_M_A32_C151_154_31-02[mid] ¦ SR_T_S31_S31_QMQB[B:VC9] | M | LV | MOM_Vacuum | Televac (gauge type 1) | SR_M | _A32_C151_154_ | 31-02 | mid | Televac CV gauge SR S31 | SR_T | _S31_ | S31_QMQB | B:VC9 | televac CV SR S31 |  | S31:VGC1 |  | S31:CVG1 |  | 210800 | 31—59
SR_M_A32_C151_154_31-02[mid] ¦ SR_T_S31_S31_QMQB[B:VC9] | M | MV | MOM_Vacuum | Televac (gauge type 2) | SR_M | _A32_C151_154_ | 31-02 | mid | Televac CC gauge SR S31 | SR_T | _S31_ | S31_QMQB | B:VC9 | televac CC SR S31 |  | S31:VGC1 |  | S31:CCG1 |  | 210801 | 31—59
SR_M_A32_C151_154_32-02[mid] ¦ SR_T_S31_S31_ID[DS:IDVC] | M | LV | MOM_Vacuum | Televac (gauge type 1) | SR_M | _A32_C151_154_ | 32-02 | mid | Televac CV gauge ID S31 | SR_T | _S31_ | S31_ID | DS:IDVC | televac CV IDVC S31 |  | S32:VGC1 |  | S31ID:CVG1 |  | 210802 | 32—63
SR_M_A32_C151_154_32-02[mid] ¦ SR_T_S31_S31_ID[DS:IDVC] | M | MV | MOM_Vacuum | Televac (gauge type 2) | SR_M | _A32_C151_154_ | 32-02 | mid | Televac CC gauge ID S31 | SR_T | _S31_ | S31_ID | DS:IDVC | televac CC IDVC S31 |  | S32:VGC1 |  | S31ID:CCG1 |  | 210803 | 32—63
SR_M_A32_C151_154_31-02[mid] ¦ SR_T_S31_S31_DLMA[A:GV1] | M | LV | MOM_Vacuum | YR52954 (SR valve) | SR_M | _A32_C151_154_ | 31-02 | mid | S31 us gate valve | SR_T | _S31_ | S31_DLMA | A:GV1 | us gate valve |  | S31:VVC1 |  | S31A:GV1 |  | 210804 | 31—59
SR_M_A32_C151_154_31-02[mid] ¦ SR_T_S31_S31_DLMB[B:GV1] | M | LV | MOM_Vacuum | YR52954 (SR valve) | SR_M | _A32_C151_154_ | 31-02 | mid | S31 ds gate valve | SR_T | _S31_ | S31_DLMB | B:GV1 | ds gate valve |  | S31:VVC1 |  | S31B:GV1 |  | 210805 | 31—59
SR_M_A32_C151_154_31-03[mid] ¦ SR_T_S31_S31_DLMA[A:GV1] | M | LV | MOM_Vacuum | YR52954 (SR valve) | SR_M | _A32_C151_154_ | 31-03 | mid | S31 us gate valve MPS | SR_T | _S31_ | S31_DLMA | A:GV1 | us gate valve MPS |  | S31:MPSL1 |  | S31A:GV1 |  | 210806 | 31—61
SR_M_A32_C151_154_31-03[mid] ¦ SR_T_S31_S31_DLMB[B:GV1] | M | LV | MOM_Vacuum | YR52954 (SR valve) | SR_M | _A32_C151_154_ | 31-03 | mid | S31 ds gate valve MPS | SR_T | _S31_ | S31_DLMB | B:GV1 | ds gate valve MPS |  | S31:MPSL1 |  | S31B:GV1 |  | 210807 | 31—61
SR_M_A32_C151_154_31-02[mid] ¦ SR_T_S31_S31_FODO[A:VC15] | M | MV | MOM_Vacuum | Turbo Controller | SR_M | _A32_C151_154_ | 31-02 | mid | S31 FODO ancillary Turbo Contoller | SR_T | _S31_ | S31_FODO | A:VC15 | S31 FODO ancillary turbo |  | S31-TPS:TPC1 |  | S31-TPS:TP1 |  | 210808 | 31—59
SR_M_A32_C151_154_31-02[mid] ¦ SR_T_S31_S31_FODO[A:VC15] | M | LV | MOM_Vacuum | YR52954 (SR valve) | SR_M | _A32_C151_154_ | 31-02 | mid | S31 FODO ancillary Turbo Contoller | SR_T | _S31_ | S31_FODO | A:VC15 | S31 FODO ancillary turbo gate valve |  | S31-TPS:TSC1 |  | S31-TPS:TGV1 |  | 210809 | 31—59
SR_M_A32_C151_154_31-02[mid] ¦ SR_T_S31_S31_FODO[A:VC15] | M | LV | MOM_Vacuum | YR52954 (SR valve) | SR_M | _A32_C151_154_ | 31-02 | mid | S31 FODO ancillary Turbo system backing valve | SR_T | _S31_ | S31_FODO | A:VC15 | S31 FODO ancillary turbo backing valve |  | S31-TPS:TSC1 |  | S31-TPS:BV1 |  | 210810 | 31—59
SR_M_A32_C151_154_31-02[mid] ¦ SR_T_S31_S31_FODO[A:VC15] | M | LV | MOM_Vacuum | Televac (gauge type 1) | SR_M | _A32_C151_154_ | 31-02 | mid | Televac CV gauge Turbo S31 | SR_T | _S31_ | S31_FODO | A:VC15 | televac CV Turbo gauge S31 |  | S31-TPS:VGC1 |  | S31-TPS:CVG1 |  | 210811 | 31—59
SR_M_A32_C151_154_31-02[mid] ¦ SR_T_S31_S31_FODO[A:VC15] | M | MV | MOM_Vacuum | Televac (gauge type 2) | SR_M | _A32_C151_154_ | 31-02 | mid | Televac CC gauge Turbo S31 | SR_T | _S31_ | S31_FODO | A:VC15 | televac CC turbo gauge S31 |  | S31-TPS:VGC1 |  | S31-TPS:CCG1 |  | 210812 | 31—59
[] ¦ [] | APS-U: 210813
SR_M_A32_C151_154_32-02[mid] ¦ SR_T_S32_S32_DLMA[A:VC3] | M | MV | MOM_Vacuum | YR48343 (pump) | SR_M | _A32_C151_154_ | 32-02 | mid | S32 ion pump 1 QPC 1 channel 1 on A:VC3 | SR_T | _S32_ | S32_DLMA | A:VC3 | Ion pump 1 |  | S32:IPC1 |  | S32:IP1 |  | 210814 | 32—62
SR_M_A32_C151_154_32-02[mid] ¦ SR_T_S32_S32_DLMA[A:VC6] | M | MV | MOM_Vacuum | YR48343 (pump) | SR_M | _A32_C151_154_ | 32-02 | mid | S32 ion pump 2 QPC 1 cahnnel 2 on A:VC6 | SR_T | _S32_ | S32_DLMA | A:VC6 | Ion pump 2 |  | S32:IPC1 |  | S32:IP2 |  | 210815 | 32—62
SR_M_A32_C151_154_32-02[mid] ¦ SR_T_S32_S32_DLMA[A:VC8] | M | MV | MOM_Vacuum | YR48343 (pump) | SR_M | _A32_C151_154_ | 32-02 | mid | S32 ion pump 3 QPC 1 channel 3 on A:VC8 | SR_T | _S32_ | S32_DLMA | A:VC8 | Ion pump 3 |  | S32:IPC1 |  | S32:IP3 |  | 210816 | 32—62
SR_M_A32_C151_154_32-02[mid] ¦ SR_T_S32_S32_QMQA[A:VC12] | M | MV | MOM_Vacuum | YR48343 (pump) | SR_M | _A32_C151_154_ | 32-02 | mid | S32 ion pump 4 QPC 1 channel 4 on A:VC12 | SR_T | _S32_ | S32_QMQA | A:VC12 | Ion pump 4 |  | S32:IPC1 |  | S32:IP4 |  | 210817 | 32—62
SR_M_A32_C151_154_32-02[mid] ¦ SR_T_S32_S32_FODO[A:VC15] | M | MV | MOM_Vacuum | YR48343 (pump) | SR_M | _A32_C151_154_ | 32-02 | mid | S32 ion pump 5 QPC 2 channel 1 on A:VC15 | SR_T | _S32_ | S32_FODO | A:VC15 | Ion pump 5 |  | S32:IPC2 |  | S32:IP5 |  | 210818 | 32—62
SR_M_A32_C151_154_32-02[mid] ¦ SR_T_S32_S32_QMQB[B:VC9] | M | MV | MOM_Vacuum | YR48343 (pump) | SR_M | _A32_C151_154_ | 32-02 | mid | S32 ion pump 6 QPC 2 channel 2 on B:VC9 | SR_T | _S32_ | S32_QMQB | B:VC9 | Ion pump 6 |  | S32:IPC2 |  | S32:IP6 |  | 210819 | 32—62
SR_M_A32_C151_154_32-02[mid] ¦ SR_T_S32_S32_DLMB[B:VC6] | M | MV | MOM_Vacuum | YR48343 (pump) | SR_M | _A32_C151_154_ | 32-02 | mid | S32 ion pump 7 QPC 2 channel 3 on B:VC6 | SR_T | _S32_ | S32_DLMB | B:VC6 | Ion pump 7 |  | S32:IPC2 |  | S32:IP7 |  | 210820 | 32—62
SR_M_A32_C151_154_32-02[mid] ¦ SR_T_S32_S32_DLMB[B:VC5] | M | MV | MOM_Vacuum | YR48343 (pump) | SR_M | _A32_C151_154_ | 32-02 | mid | S32 ion pump 8 QPC 2 channel 4 on B:VC5 | SR_T | _S32_ | S32_DLMB | B:VC5 | Ion pump 8 |  | S32:IPC2 |  | S32:IP8 |  | 210821 | 32—62
SR_M_A32_C151_154_32-02[mid] ¦ SR_T_S32_S32_DLMB[B:VC3] | M | MV | MOM_Vacuum | YR48343 (pump) | SR_M | _A32_C151_154_ | 32-02 | mid | S32 ion pump 9 MPC 1 channel 1 on B:VC3 | SR_T | _S32_ | S32_DLMB | B:VC3 | Ion pump 9 |  | S32:IPC3 |  | S32:IP9 |  | 210822 | 32—62
SR_M_A32_C151_154_32-02[mid] ¦ SR_T_S32_S32_ID[DS:IDVC] | M | MV | MOM_Vacuum | YR48343 (pump) | SR_M | _A32_C151_154_ | 32-02 | mid | S32 ion pump 10 MPC 2 channel 1 on us IDVC | SR_T | _S32_ | S32_ID | DS:IDVC | Ion pump 1 at ID |  | S32:IPC4 |  | S32ID:IP1 |  | 210823 | 32—62
SR_M_A32_C151_154_31-02[mid] ¦ SR_T_S32_S32_QMQB[B:VC9] | M | LV | MOM_Vacuum | Televac (gauge type 1) | SR_M | _A32_C151_154_ | 31-02 | mid | Televac CV gauge SR S32 | SR_T | _S32_ | S32_QMQB | B:VC9 | televac CV SR S32 |  | S31:VGC1 |  | S32:CVG1 |  | 210824 | 31—59
SR_M_A32_C151_154_31-02[mid] ¦ SR_T_S32_S32_QMQB[B:VC9] | M | MV | MOM_Vacuum | Televac (gauge type 2) | SR_M | _A32_C151_154_ | 31-02 | mid | Televac CC gauge SR S32 | SR_T | _S32_ | S32_QMQB | B:VC9 | televac CC SR S32 |  | S31:VGC1 |  | S32:CCG1 |  | 210825 | 31—59
SR_M_A32_C151_154_32-02[mid] ¦ SR_T_S32_S32_ID[DS:IDVC] | M | LV | MOM_Vacuum | Televac (gauge type 1) | SR_M | _A32_C151_154_ | 32-02 | mid | Televac CV gauge ID S32 | SR_T | _S32_ | S32_ID | DS:IDVC | televac CV IDVC S32 |  | S32:VGC1 |  | S32ID:CVG1 |  | 210826 | 32—63
SR_M_A32_C151_154_32-02[mid] ¦ SR_T_S32_S32_ID[DS:IDVC] | M | MV | MOM_Vacuum | Televac (gauge type 2) | SR_M | _A32_C151_154_ | 32-02 | mid | Televac CC gauge ID S32 | SR_T | _S32_ | S32_ID | DS:IDVC | televac CC IDVC S32 |  | S32:VGC1 |  | S32ID:CCG1 |  | 210827 | 32—63
SR_M_A32_C151_154_32-02[mid] ¦ SR_T_S32_S32_DLMA[A:GV1] | M | LV | MOM_Vacuum | YR52954 (SR valve) | SR_M | _A32_C151_154_ | 32-02 | mid | S32 us gate valve | SR_T | _S32_ | S32_DLMA | A:GV1 | us gate valve |  | S32:VVC1 |  | S32A:GV1 |  | 210828 | 32—63
SR_M_A32_C151_154_32-02[mid] ¦ SR_T_S32_S32_DLMB[B:GV1] | M | LV | MOM_Vacuum | YR52954 (SR valve) | SR_M | _A32_C151_154_ | 32-02 | mid | S32 ds gate valve | SR_T | _S32_ | S32_DLMB | B:GV1 | ds gate valve |  | S32:VVC1 |  | S32B:GV1 |  | 210829 | 32—63
SR_M_A32_C151_154_31-03[mid] ¦ SR_T_S32_S32_DLMA[A:GV1] | M | LV | MOM_Vacuum | YR52954 (SR valve) | SR_M | _A32_C151_154_ | 31-03 | mid | S32 us gate valve MPS | SR_T | _S32_ | S32_DLMA | A:GV1 | us gate valve MPS |  | S31:MPSL1 |  | S32A:GV1 |  | 210830 | 31—61
SR_M_A32_C151_154_31-03[mid] ¦ SR_T_S32_S32_DLMB[B:GV1] | M | LV | MOM_Vacuum | YR52954 (SR valve) | SR_M | _A32_C151_154_ | 31-03 | mid | S32 ds gate valve MPS | SR_T | _S32_ | S32_DLMB | B:GV1 | ds gate valve MPS |  | S31:MPSL1 |  | S32B:GV1 |  | 210831 | 31—61
SR_M_A32_C151_154_31-02[mid] ¦ SR_T_S32_S32_FODO[A:VC15] | M | MV | MOM_Vacuum | Turbo Controller | SR_M | _A32_C151_154_ | 31-02 | mid | S32 FODO ancillary Turbo Contoller | SR_T | _S32_ | S32_FODO | A:VC15 | S32 FODO ancillary turbo |  | S32-TPS:TPC1 |  | S32-TPS:TP1 |  | 210832 | 31—59
SR_M_A32_C151_154_31-02[mid] ¦ SR_T_S32_S32_FODO[A:VC15] | M | LV | MOM_Vacuum | YR52954 (SR valve) | SR_M | _A32_C151_154_ | 31-02 | mid | S32 FODO ancillary Turbo system Contoller | SR_T | _S32_ | S32_FODO | A:VC15 | S32 FODO ancillary turbo gate valve |  | S31-TPS:TSC1 |  | S32-TPS:TGV1 |  | 210833 | 31—59
SR_M_A32_C151_154_31-02[mid] ¦ SR_T_S32_S32_FODO[A:VC15] | M | LV | MOM_Vacuum | YR52954 (SR valve) | SR_M | _A32_C151_154_ | 31-02 | mid | S32 FODO ancillary Turbo system backing valve | SR_T | _S32_ | S32_FODO | A:VC15 | S32 FODO ancillary turbo backing valve |  | S31-TPS:TSC1 |  | S32-TPS:BV1 |  | 210834 | 31—59
SR_M_A32_C151_154_31-02[mid] ¦ SR_T_S32_S32_FODO[A:VC15] | M | LV | MOM_Vacuum | Televac (gauge type 1) | SR_M | _A32_C151_154_ | 31-02 | mid | Televac CV gauge Turbo S32 | SR_T | _S32_ | S32_FODO | A:VC15 | televac CV Turbo gauge S32 |  | S31-TPS:VGC1 |  | S32-TPS:CVG1 |  | 210835 | 31—59
SR_M_A32_C151_154_31-02[mid] ¦ SR_T_S32_S32_FODO[A:VC15] | M | MV | MOM_Vacuum | Televac (gauge type 2) | SR_M | _A32_C151_154_ | 31-02 | mid | Televac CC gauge Turbo S32 | SR_T | _S32_ | S32_FODO | A:VC15 | televac CC turbo gauge S32 |  | S31-TPS:VGC1 |  | S32-TPS:CCG1 |  | 210836 | 31—59
SR_M_A32_C151_154_31-02[mid] ¦ SR_T_S32_S32_FODO[A:VC15] | M | LV | MOM_Vacuum | Televac (gauge type 1) | SR_M | _A32_C151_154_ | 31-02 | mid | Televac CV gauge Rough S31-32 | SR_T | _S32_ | S32_FODO | A:VC15 | televac CV Rough gauge S31-32 |  | S31-TPS:VGC1 |  | S32-TPS:RP:CVG1 |  | 210837 | 31—59
SR_M_A32_C151_154_31-02[mid] ¦ SR_T_S32_S32_FODO[A:VC15] | M | MV | MOM_Vacuum | Televac (gauge type 2) | SR_M | _A32_C151_154_ | 31-02 | mid | Televac CC gauge Rough S31-32 | SR_T | _S32_ | S32_FODO | A:VC15 | televac CC Rough gauge S31-32 |  | S31-TPS:VGC1 |  | S32-TPS:RP:CCG1 |  | 210838 | 31—59
SR_M_A32_C151_154_31-02[mid] ¦ SR_U_U32_C151_154_31-32-ROUGH_PUMP[mid] | M | MV | MOM_Vacuum | Roughing Pump (by manufacturer) | SR_M | _A32_C151_154_ | 31-02 | mid | Turbo System Controller | SR_U | _U32_C151_154_ | 31-32-ROUGH_PUMP | mid | Roughing pump S31-32 |  | S31-TPS:TSC1 |  | S31-TPS:RP1 |  | 210839 | 31—59
[] ¦ [] | APS-U: 210840
SR_M_A34_C157_160_33-02[mid] ¦ SR_T_S33_S33_DLMA[A:VC3] | M | MV | MOM_Vacuum | YR48343 (pump) | SR_M | _A34_C157_160_ | 33-02 | mid | S33 ion pump 1 QPC 1 channel 1 on A:VC3 | SR_T | _S33_ | S33_DLMA | A:VC3 | Ion pump 1 |  | S33:IPC1 |  | S33:IP1 |  | 210841 | 33—60
SR_M_A34_C157_160_33-02[mid] ¦ SR_T_S33_S33_DLMA[A:VC6] | M | MV | MOM_Vacuum | YR48343 (pump) | SR_M | _A34_C157_160_ | 33-02 | mid | S33 ion pump 2 QPC 1 cahnnel 2 on A:VC6 | SR_T | _S33_ | S33_DLMA | A:VC6 | Ion pump 2 |  | S33:IPC1 |  | S33:IP2 |  | 210842 | 33—60
SR_M_A34_C157_160_33-02[mid] ¦ SR_T_S33_S33_DLMA[A:VC8] | M | MV | MOM_Vacuum | YR48343 (pump) | SR_M | _A34_C157_160_ | 33-02 | mid | S33 ion pump 3 QPC 1 channel 3 on A:VC8 | SR_T | _S33_ | S33_DLMA | A:VC8 | Ion pump 3 |  | S33:IPC1 |  | S33:IP3 |  | 210843 | 33—60
SR_M_A34_C157_160_33-02[mid] ¦ SR_T_S33_S33_QMQA[A:VC12] | M | MV | MOM_Vacuum | YR48343 (pump) | SR_M | _A34_C157_160_ | 33-02 | mid | S33 ion pump 4 QPC 1 channel 4 on A:VC12 | SR_T | _S33_ | S33_QMQA | A:VC12 | Ion pump 4 |  | S33:IPC1 |  | S33:IP4 |  | 210844 | 33—60
SR_M_A34_C157_160_33-02[mid] ¦ SR_T_S33_S33_FODO[A:VC15] | M | MV | MOM_Vacuum | YR48343 (pump) | SR_M | _A34_C157_160_ | 33-02 | mid | S33 ion pump 5 QPC 2 channel 1 on A:VC15 | SR_T | _S33_ | S33_FODO | A:VC15 | Ion pump 5 |  | S33:IPC2 |  | S33:IP5 |  | 210845 | 33—60
SR_M_A34_C157_160_33-02[mid] ¦ SR_T_S33_S33_QMQB[B:VC9] | M | MV | MOM_Vacuum | YR48343 (pump) | SR_M | _A34_C157_160_ | 33-02 | mid | S33 ion pump 6 QPC 2 channel 2 on B:VC9 | SR_T | _S33_ | S33_QMQB | B:VC9 | Ion pump 6 |  | S33:IPC2 |  | S33:IP6 |  | 210846 | 33—60
SR_M_A34_C157_160_33-02[mid] ¦ SR_T_S33_S33_DLMB[B:VC6] | M | MV | MOM_Vacuum | YR48343 (pump) | SR_M | _A34_C157_160_ | 33-02 | mid | S33 ion pump 7 QPC 2 channel 3 on B:VC6 | SR_T | _S33_ | S33_DLMB | B:VC6 | Ion pump 7 |  | S33:IPC2 |  | S33:IP7 |  | 210847 | 33—60
SR_M_A34_C157_160_33-02[mid] ¦ SR_T_S33_S33_DLMB[B:VC5] | M | MV | MOM_Vacuum | YR48343 (pump) | SR_M | _A34_C157_160_ | 33-02 | mid | S33 ion pump 8 QPC 2 channel 4 on B:VC5 | SR_T | _S33_ | S33_DLMB | B:VC5 | Ion pump 8 |  | S33:IPC2 |  | S33:IP8 |  | 210848 | 33—60
SR_M_A34_C157_160_33-02[mid] ¦ SR_T_S33_S33_DLMB[B:VC3] | M | MV | MOM_Vacuum | YR48343 (pump) | SR_M | _A34_C157_160_ | 33-02 | mid | S33 ion pump 9 MPC 1 channel 1 on B:VC3 | SR_T | _S33_ | S33_DLMB | B:VC3 | Ion pump 9 |  | S33:IPC3 |  | S33:IP9 |  | 210849 | 33—60
SR_M_A34_C157_160_33-02[mid] ¦ SR_T_S33_S33_ID[DS:IDVC] | M | MV | MOM_Vacuum | YR48343 (pump) | SR_M | _A34_C157_160_ | 33-02 | mid | S33 ion pump 10 MPC 2 channel 1 on us IDVC | SR_T | _S33_ | S33_ID | DS:IDVC | Ion pump 1 at ID |  | S33:IPC4 |  | S33ID:IP1 |  | 210850 | 33—60
SR_M_A34_C157_160_33-02[mid] ¦ SR_T_S33_S33_QMQB[B:VC9] | M | LV | MOM_Vacuum | Televac (gauge type 1) | SR_M | _A34_C157_160_ | 33-02 | mid | Televac CV gauge SR S33 | SR_T | _S33_ | S33_QMQB | B:VC9 | televac CV SR S33 |  | S33:VGC1 |  | S33:CVG1 |  | 210851 | 33—59
SR_M_A34_C157_160_33-02[mid] ¦ SR_T_S33_S33_QMQB[B:VC9] | M | MV | MOM_Vacuum | Televac (gauge type 2) | SR_M | _A34_C157_160_ | 33-02 | mid | Televac CC gauge SR S33 | SR_T | _S33_ | S33_QMQB | B:VC9 | televac CC SR S33 |  | S33:VGC1 |  | S33:CCG1 |  | 210852 | 33—59
SR_M_A34_C157_160_34-02[mid] ¦ SR_T_S33_S33_ID[DS:IDVC] | M | LV | MOM_Vacuum | Televac (gauge type 1) | SR_M | _A34_C157_160_ | 34-02 | mid | Televac CV gauge ID S33 | SR_T | _S33_ | S33_ID | DS:IDVC | televac CV IDVC S33 |  | S34:VGC1 |  | S33ID:CVG1 |  | 210853 | 34—63
SR_M_A34_C157_160_34-02[mid] ¦ SR_T_S33_S33_ID[DS:IDVC] | M | MV | MOM_Vacuum | Televac (gauge type 2) | SR_M | _A34_C157_160_ | 34-02 | mid | Televac CC gauge ID S33 | SR_T | _S33_ | S33_ID | DS:IDVC | televac CC IDVC S33 |  | S34:VGC1 |  | S33ID:CCG1 |  | 210854 | 34—63
SR_M_A34_C157_160_33-02[mid] ¦ SR_T_S33_S33_DLMA[A:GV1] | M | LV | MOM_Vacuum | YR52954 (SR valve) | SR_M | _A34_C157_160_ | 33-02 | mid | S33 us gate valve | SR_T | _S33_ | S33_DLMA | A:GV1 | us gate valve |  | S33:VVC1 |  | S33A:GV1 |  | 210855 | 33—59
SR_M_A34_C157_160_33-02[mid] ¦ SR_T_S33_S33_DLMB[B:GV1] | M | LV | MOM_Vacuum | YR52954 (SR valve) | SR_M | _A34_C157_160_ | 33-02 | mid | S33 ds gate valve | SR_T | _S33_ | S33_DLMB | B:GV1 | ds gate valve |  | S33:VVC1 |  | S33B:GV1 |  | 210856 | 33—59
SR_M_A34_C157_160_33-03[mid] ¦ SR_T_S33_S33_DLMA[A:GV1] | M | LV | MOM_Vacuum | YR52954 (SR valve) | SR_M | _A34_C157_160_ | 33-03 | mid | S33 us gate valve MPS | SR_T | _S33_ | S33_DLMA | A:GV1 | us gate valve MPS |  | S33:MPSL1 |  | S33A:GV1 |  | 210857 | 33—61
SR_M_A34_C157_160_33-03[mid] ¦ SR_T_S33_S33_DLMB[B:GV1] | M | LV | MOM_Vacuum | YR52954 (SR valve) | SR_M | _A34_C157_160_ | 33-03 | mid | S33 ds gate valve MPS | SR_T | _S33_ | S33_DLMB | B:GV1 | ds gate valve MPS |  | S33:MPSL1 |  | S33B:GV1 |  | 210858 | 33—61
SR_M_A34_C157_160_33-02[mid] ¦ SR_T_S33_S33_FODO[A:VC15] | M | MV | MOM_Vacuum | Turbo Controller | SR_M | _A34_C157_160_ | 33-02 | mid | S33 FODO ancillary Turbo Contoller | SR_T | _S33_ | S33_FODO | A:VC15 | S33 FODO ancillary turbo |  | S33-TPS:TPC1 |  | S33-TPS:TP1 |  | 210859 | 33—59
SR_M_A34_C157_160_33-02[mid] ¦ SR_T_S33_S33_FODO[A:VC15] | M | LV | MOM_Vacuum | YR52954 (SR valve) | SR_M | _A34_C157_160_ | 33-02 | mid | S33 FODO ancillary Turbo Contoller | SR_T | _S33_ | S33_FODO | A:VC15 | S33 FODO ancillary turbo gate valve |  | S33-TPS:TSC1 |  | S33-TPS:TGV1 |  | 210860 | 33—59
SR_M_A34_C157_160_33-02[mid] ¦ SR_T_S33_S33_FODO[A:VC15] | M | LV | MOM_Vacuum | YR52954 (SR valve) | SR_M | _A34_C157_160_ | 33-02 | mid | S33 FODO ancillary Turbo system backing valve | SR_T | _S33_ | S33_FODO | A:VC15 | S33 FODO ancillary turbo backing valve |  | S33-TPS:TSC1 |  | S33-TPS:BV1 |  | 210861 | 33—59
SR_M_A34_C157_160_33-02[mid] ¦ SR_T_S33_S33_FODO[A:VC15] | M | LV | MOM_Vacuum | Televac (gauge type 1) | SR_M | _A34_C157_160_ | 33-02 | mid | Televac CV gauge Turbo S33 | SR_T | _S33_ | S33_FODO | A:VC15 | televac CV Turbo gauge S33 |  | S33-TPS:VGC1 |  | S33-TPS:CVG1 |  | 210862 | 33—59
SR_M_A34_C157_160_33-02[mid] ¦ SR_T_S33_S33_FODO[A:VC15] | M | MV | MOM_Vacuum | Televac (gauge type 2) | SR_M | _A34_C157_160_ | 33-02 | mid | Televac CC gauge Turbo S33 | SR_T | _S33_ | S33_FODO | A:VC15 | televac CC turbo gauge S33 |  | S33-TPS:VGC1 |  | S33-TPS:CCG1 |  | 210863 | 33—59
[] ¦ [] | APS-U: 210864
SR_M_A34_C157_160_34-02[mid] ¦ SR_T_S34_S34_DLMA[A:VC3] | M | MV | MOM_Vacuum | YR48343 (pump) | SR_M | _A34_C157_160_ | 34-02 | mid | S34 ion pump 1 QPC 1 channel 1 on A:VC3 | SR_T | _S34_ | S34_DLMA | A:VC3 | Ion pump 1 |  | S34:IPC1 |  | S34:IP1 |  | 210865 | 34—62
SR_M_A34_C157_160_34-02[mid] ¦ SR_T_S34_S34_DLMA[A:VC6] | M | MV | MOM_Vacuum | YR48343 (pump) | SR_M | _A34_C157_160_ | 34-02 | mid | S34 ion pump 2 QPC 1 cahnnel 2 on A:VC6 | SR_T | _S34_ | S34_DLMA | A:VC6 | Ion pump 2 |  | S34:IPC1 |  | S34:IP2 |  | 210866 | 34—62
SR_M_A34_C157_160_34-02[mid] ¦ SR_T_S34_S34_DLMA[A:VC8] | M | MV | MOM_Vacuum | YR48343 (pump) | SR_M | _A34_C157_160_ | 34-02 | mid | S34 ion pump 3 QPC 1 channel 3 on A:VC8 | SR_T | _S34_ | S34_DLMA | A:VC8 | Ion pump 3 |  | S34:IPC1 |  | S34:IP3 |  | 210867 | 34—62
SR_M_A34_C157_160_34-02[mid] ¦ SR_T_S34_S34_QMQA[A:VC12] | M | MV | MOM_Vacuum | YR48343 (pump) | SR_M | _A34_C157_160_ | 34-02 | mid | S34 ion pump 4 QPC 1 channel 4 on A:VC12 | SR_T | _S34_ | S34_QMQA | A:VC12 | Ion pump 4 |  | S34:IPC1 |  | S34:IP4 |  | 210868 | 34—62
SR_M_A34_C157_160_34-02[mid] ¦ SR_T_S34_S34_FODO[A:VC15] | M | MV | MOM_Vacuum | YR48343 (pump) | SR_M | _A34_C157_160_ | 34-02 | mid | S34 ion pump 5 QPC 2 channel 1 on A:VC15 | SR_T | _S34_ | S34_FODO | A:VC15 | Ion pump 5 |  | S34:IPC2 |  | S34:IP5 |  | 210869 | 34—62
SR_M_A34_C157_160_34-02[mid] ¦ SR_T_S34_S34_QMQB[B:VC9] | M | MV | MOM_Vacuum | YR48343 (pump) | SR_M | _A34_C157_160_ | 34-02 | mid | S34 ion pump 6 QPC 2 channel 2 on B:VC9 | SR_T | _S34_ | S34_QMQB | B:VC9 | Ion pump 6 |  | S34:IPC2 |  | S34:IP6 |  | 210870 | 34—62
SR_M_A34_C157_160_34-02[mid] ¦ SR_T_S34_S34_DLMB[B:VC6] | M | MV | MOM_Vacuum | YR48343 (pump) | SR_M | _A34_C157_160_ | 34-02 | mid | S34 ion pump 7 QPC 2 channel 3 on B:VC6 | SR_T | _S34_ | S34_DLMB | B:VC6 | Ion pump 7 |  | S34:IPC2 |  | S34:IP7 |  | 210871 | 34—62
SR_M_A34_C157_160_34-02[mid] ¦ SR_T_S34_S34_DLMB[B:VC5] | M | MV | MOM_Vacuum | YR48343 (pump) | SR_M | _A34_C157_160_ | 34-02 | mid | S34 ion pump 8 QPC 2 channel 4 on B:VC5 | SR_T | _S34_ | S34_DLMB | B:VC5 | Ion pump 8 |  | S34:IPC2 |  | S34:IP8 |  | 210872 | 34—62
SR_M_A34_C157_160_34-02[mid] ¦ SR_T_S34_S34_DLMB[B:VC3] | M | MV | MOM_Vacuum | YR48343 (pump) | SR_M | _A34_C157_160_ | 34-02 | mid | S34 ion pump 9 MPC 1 channel 1 on B:VC3 | SR_T | _S34_ | S34_DLMB | B:VC3 | Ion pump 9 |  | S34:IPC3 |  | S34:IP9 |  | 210873 | 34—62
SR_M_A34_C157_160_34-02[mid] ¦ SR_T_S34_S34_ID[DS:IDVC] | M | MV | MOM_Vacuum | YR48343 (pump) | SR_M | _A34_C157_160_ | 34-02 | mid | S34 ion pump 10 MPC 2 channel 1 on us IDVC | SR_T | _S34_ | S34_ID | DS:IDVC | Ion pump 1 at ID |  | S34:IPC4 |  | S34ID:IP1 |  | 210874 | 34—62
SR_M_A34_C157_160_33-02[mid] ¦ SR_T_S34_S34_QMQB[B:VC9] | M | LV | MOM_Vacuum | Televac (gauge type 1) | SR_M | _A34_C157_160_ | 33-02 | mid | Televac CV gauge SR S34 | SR_T | _S34_ | S34_QMQB | B:VC9 | televac CV SR S34 |  | S33:VGC1 |  | S34:CVG1 |  | 210875 | 33—59
SR_M_A34_C157_160_33-02[mid] ¦ SR_T_S34_S34_QMQB[B:VC9] | M | MV | MOM_Vacuum | Televac (gauge type 2) | SR_M | _A34_C157_160_ | 33-02 | mid | Televac CC gauge SR S34 | SR_T | _S34_ | S34_QMQB | B:VC9 | televac CC SR S34 |  | S33:VGC1 |  | S34:CCG1 |  | 210876 | 33—59
SR_M_A34_C157_160_34-02[mid] ¦ SR_T_S34_S34_ID[DS:IDVC] | M | LV | MOM_Vacuum | Televac (gauge type 1) | SR_M | _A34_C157_160_ | 34-02 | mid | Televac CV gauge ID S34 | SR_T | _S34_ | S34_ID | DS:IDVC | televac CV IDVC S34 |  | S34:VGC1 |  | S34ID:CVG1 |  | 210877 | 34—63
SR_M_A34_C157_160_34-02[mid] ¦ SR_T_S34_S34_ID[DS:IDVC] | M | MV | MOM_Vacuum | Televac (gauge type 2) | SR_M | _A34_C157_160_ | 34-02 | mid | Televac CC gauge ID S34 | SR_T | _S34_ | S34_ID | DS:IDVC | televac CC IDVC S34 |  | S34:VGC1 |  | S34ID:CCG1 |  | 210878 | 34—63
SR_M_A34_C157_160_34-02[mid] ¦ SR_T_S34_S34_DLMA[A:GV1] | M | LV | MOM_Vacuum | YR52954 (SR valve) | SR_M | _A34_C157_160_ | 34-02 | mid | S34 us gate valve | SR_T | _S34_ | S34_DLMA | A:GV1 | us gate valve |  | S34:VVC1 |  | S34A:GV1 |  | 210879 | 34—63
SR_M_A34_C157_160_34-02[mid] ¦ SR_T_S34_S34_DLMB[B:GV1] | M | LV | MOM_Vacuum | YR52954 (SR valve) | SR_M | _A34_C157_160_ | 34-02 | mid | S34 ds gate valve | SR_T | _S34_ | S34_DLMB | B:GV1 | ds gate valve |  | S34:VVC1 |  | S34B:GV1 |  | 210880 | 34—63
SR_M_A34_C157_160_33-03[mid] ¦ SR_T_S34_S34_DLMA[A:GV1] | M | LV | MOM_Vacuum | YR52954 (SR valve) | SR_M | _A34_C157_160_ | 33-03 | mid | S34 us gate valve MPS | SR_T | _S34_ | S34_DLMA | A:GV1 | us gate valve MPS |  | S33:MPSL1 |  | S34A:GV1 |  | 210881 | 33—61
SR_M_A34_C157_160_33-03[mid] ¦ SR_T_S34_S34_DLMB[B:GV1] | M | LV | MOM_Vacuum | YR52954 (SR valve) | SR_M | _A34_C157_160_ | 33-03 | mid | S34 ds gate valve MPS | SR_T | _S34_ | S34_DLMB | B:GV1 | ds gate valve MPS |  | S33:MPSL1 |  | S34B:GV1 |  | 210882 | 33—61
SR_M_A34_C157_160_33-02[mid] ¦ SR_T_S34_S34_FODO[A:VC15] | M | MV | MOM_Vacuum | Turbo Controller | SR_M | _A34_C157_160_ | 33-02 | mid | S34 FODO ancillary Turbo Contoller | SR_T | _S34_ | S34_FODO | A:VC15 | S34 FODO ancillary turbo |  | S34-TPS:TPC1 |  | S34-TPS:TP1 |  | 210883 | 33—59
SR_M_A34_C157_160_33-02[mid] ¦ SR_T_S34_S34_FODO[A:VC15] | M | LV | MOM_Vacuum | YR52954 (SR valve) | SR_M | _A34_C157_160_ | 33-02 | mid | S34 FODO ancillary Turbo system Contoller | SR_T | _S34_ | S34_FODO | A:VC15 | S34 FODO ancillary turbo gate valve |  | S33-TPS:TSC1 |  | S34-TPS:TGV1 |  | 210884 | 33—59
SR_M_A34_C157_160_33-02[mid] ¦ SR_T_S34_S34_FODO[A:VC15] | M | LV | MOM_Vacuum | YR52954 (SR valve) | SR_M | _A34_C157_160_ | 33-02 | mid | S34 FODO ancillary Turbo system backing valve | SR_T | _S34_ | S34_FODO | A:VC15 | S34 FODO ancillary turbo backing valve |  | S33-TPS:TSC1 |  | S34-TPS:BV1 |  | 210885 | 33—59
SR_M_A34_C157_160_33-02[mid] ¦ SR_T_S34_S34_FODO[A:VC15] | M | LV | MOM_Vacuum | Televac (gauge type 1) | SR_M | _A34_C157_160_ | 33-02 | mid | Televac CV gauge Turbo S34 | SR_T | _S34_ | S34_FODO | A:VC15 | televac CV Turbo gauge S34 |  | S33-TPS:VGC1 |  | S34-TPS:CVG1 |  | 210886 | 33—59
SR_M_A34_C157_160_33-02[mid] ¦ SR_T_S34_S34_FODO[A:VC15] | M | MV | MOM_Vacuum | Televac (gauge type 2) | SR_M | _A34_C157_160_ | 33-02 | mid | Televac CC gauge Turbo S34 | SR_T | _S34_ | S34_FODO | A:VC15 | televac CC turbo gauge S34 |  | S33-TPS:VGC1 |  | S34-TPS:CCG1 |  | 210887 | 33—59
SR_M_A34_C157_160_33-02[mid] ¦ SR_T_S34_S34_FODO[A:VC15] | M | LV | MOM_Vacuum | Televac (gauge type 1) | SR_M | _A34_C157_160_ | 33-02 | mid | Televac CV gauge Rough S33-34 | SR_T | _S34_ | S34_FODO | A:VC15 | televac CV Rough gauge S33-34 |  | S33-TPS:VGC1 |  | S34-TPS:RP:CVG1 |  | 210888 | 33—59
SR_M_A34_C157_160_33-02[mid] ¦ SR_T_S34_S34_FODO[A:VC15] | M | MV | MOM_Vacuum | Televac (gauge type 2) | SR_M | _A34_C157_160_ | 33-02 | mid | Televac CC gauge Rough S33-34 | SR_T | _S34_ | S34_FODO | A:VC15 | televac CC Rough gauge S33-34 |  | S33-TPS:VGC1 |  | S34-TPS:RP:CCG1 |  | 210889 | 33—59
SR_M_A34_C157_160_33-02[mid] ¦ SR_U_U34_C157_160_33-34-ROUGH_PUMP[mid] | M | MV | MOM_Vacuum | Roughing Pump (by manufacturer) | SR_M | _A34_C157_160_ | 33-02 | mid | Turbo System Controller | SR_U | _U34_C157_160_ | 33-34-ROUGH_PUMP | mid | Roughing pump S33-34 |  | S33-TPS:TSC1 |  | S33-TPS:RP1 |  | 210890 | 33—59
[] ¦ [] | APS-U: 210891
SR_M_A35_C160_163_35-02[mid] ¦ SR_T_S35_S35_DLMA[A:VC3] | M | MV | MOM_Vacuum | YR48343 (pump) | SR_M | _A35_C160_163_ | 35-02 | mid | S35 ion pump 1 QPC 1 channel 1 on A:VC3 | SR_T | _S35_ | S35_DLMA | A:VC3 | Ion pump 1 |  | S35:IPC1 |  | S35:IP1 |  | 210892 | 35—60
SR_M_A35_C160_163_35-02[mid] ¦ SR_T_S35_S35_DLMA[A:VC6] | M | MV | MOM_Vacuum | YR48343 (pump) | SR_M | _A35_C160_163_ | 35-02 | mid | S35 ion pump 2 QPC 1 cahnnel 2 on A:VC6 | SR_T | _S35_ | S35_DLMA | A:VC6 | Ion pump 2 |  | S35:IPC1 |  | S35:IP2 |  | 210893 | 35—60
SR_M_A35_C160_163_35-02[mid] ¦ SR_T_S35_S35_DLMA[A:VC8] | M | MV | MOM_Vacuum | YR48343 (pump) | SR_M | _A35_C160_163_ | 35-02 | mid | S35 ion pump 3 QPC 1 channel 3 on A:VC8 | SR_T | _S35_ | S35_DLMA | A:VC8 | Ion pump 3 |  | S35:IPC1 |  | S35:IP3 |  | 210894 | 35—60
SR_M_A35_C160_163_35-02[mid] ¦ SR_T_S35_S35_QMQA[A:VC12] | M | MV | MOM_Vacuum | YR48343 (pump) | SR_M | _A35_C160_163_ | 35-02 | mid | S35 ion pump 4 QPC 1 channel 4 on A:VC12 | SR_T | _S35_ | S35_QMQA | A:VC12 | Ion pump 4 |  | S35:IPC1 |  | S35:IP4 |  | 210895 | 35—60
SR_M_A35_C160_163_35-02[mid] ¦ SR_T_S35_S35_FODO[A:VC15] | M | MV | MOM_Vacuum | YR48343 (pump) | SR_M | _A35_C160_163_ | 35-02 | mid | S35 ion pump 5 QPC 2 channel 1 on A:VC15 | SR_T | _S35_ | S35_FODO | A:VC15 | Ion pump 5 |  | S35:IPC2 |  | S35:IP5 |  | 210896 | 35—60
SR_M_A35_C160_163_35-02[mid] ¦ SR_T_S35_S35_QMQB[B:VC9] | M | MV | MOM_Vacuum | YR48343 (pump) | SR_M | _A35_C160_163_ | 35-02 | mid | S35 ion pump 6 QPC 2 channel 2 on B:VC9 | SR_T | _S35_ | S35_QMQB | B:VC9 | Ion pump 6 |  | S35:IPC2 |  | S35:IP6 |  | 210897 | 35—60
SR_M_A35_C160_163_35-02[mid] ¦ SR_T_S35_S35_DLMB[B:VC6] | M | MV | MOM_Vacuum | YR48343 (pump) | SR_M | _A35_C160_163_ | 35-02 | mid | S35 ion pump 7 QPC 2 channel 3 on B:VC6 | SR_T | _S35_ | S35_DLMB | B:VC6 | Ion pump 7 |  | S35:IPC2 |  | S35:IP7 |  | 210898 | 35—60
SR_M_A35_C160_163_35-02[mid] ¦ SR_T_S35_S35_DLMB[B:VC5] | M | MV | MOM_Vacuum | YR48343 (pump) | SR_M | _A35_C160_163_ | 35-02 | mid | S35 ion pump 8 QPC 2 channel 4 on B:VC5 | SR_T | _S35_ | S35_DLMB | B:VC5 | Ion pump 8 |  | S35:IPC2 |  | S35:IP8 |  | 210899 | 35—60
SR_M_A35_C160_163_35-02[mid] ¦ SR_T_S35_S35_DLMB[B:VC3] | M | MV | MOM_Vacuum | YR48343 (pump) | SR_M | _A35_C160_163_ | 35-02 | mid | S35 ion pump 9 MPC 1 channel 1 on B:VC3 | SR_T | _S35_ | S35_DLMB | B:VC3 | Ion pump 9 |  | S35:IPC3 |  | S35:IP9 |  | 210900 | 35—60
SR_M_A35_C160_163_35-02[mid] ¦ SR_T_S35_S35_ID[DS:IDVC] | M | MV | MOM_Vacuum | YR48343 (pump) | SR_M | _A35_C160_163_ | 35-02 | mid | S35 ion pump 10 MPC 2 channel 1 on us IDVC | SR_T | _S35_ | S35_ID | DS:IDVC | Ion pump 1 at ID |  | S35:IPC4 |  | S35ID:IP1 |  | 210901 | 35—60
SR_M_A35_C160_163_35-02[mid] ¦ SR_T_S35_S35_QMQB[B:VC9] | M | LV | MOM_Vacuum | Televac (gauge type 1) | SR_M | _A35_C160_163_ | 35-02 | mid | Televac CV gauge SR S35 | SR_T | _S35_ | S35_QMQB | B:VC9 | televac CV SR S35 |  | S35:VGC1 |  | S35:CVG1 |  | 210902 | 35—59
SR_M_A35_C160_163_35-02[mid] ¦ SR_T_S35_S35_QMQB[B:VC9] | M | MV | MOM_Vacuum | Televac (gauge type 2) | SR_M | _A35_C160_163_ | 35-02 | mid | Televac CC gauge SR S35 | SR_T | _S35_ | S35_QMQB | B:VC9 | televac CC SR S35 |  | S35:VGC1 |  | S35:CCG1 |  | 210903 | 35—59
SR_M_A36_C163_166_36-02[mid] ¦ SR_T_S35_S35_ID[DS:IDVC] | M | LV | MOM_Vacuum | Televac (gauge type 1) | SR_M | _A36_C163_166_ | 36-02 | mid | Televac CV gauge ID S35 | SR_T | _S35_ | S35_ID | DS:IDVC | televac CV IDVC S35 |  | S36:VGC1 |  | S35ID:CVG1 |  | 210904 | 36—63
SR_M_A36_C163_166_36-02[mid] ¦ SR_T_S35_S35_ID[DS:IDVC] | M | MV | MOM_Vacuum | Televac (gauge type 2) | SR_M | _A36_C163_166_ | 36-02 | mid | Televac CC gauge ID S35 | SR_T | _S35_ | S35_ID | DS:IDVC | televac CC IDVC S35 |  | S36:VGC1 |  | S35ID:CCG1 |  | 210905 | 36—63
SR_M_A35_C160_163_35-02[mid] ¦ SR_T_S35_S35_DLMA[A:GV1] | M | LV | MOM_Vacuum | YR52954 (SR valve) | SR_M | _A35_C160_163_ | 35-02 | mid | S35 us gate valve | SR_T | _S35_ | S35_DLMA | A:GV1 | us gate valve |  | S35:VVC1 |  | S35A:GV1 |  | 210906 | 35—59
SR_M_A35_C160_163_35-02[mid] ¦ SR_T_S35_S35_DLMB[B:GV1] | M | LV | MOM_Vacuum | YR52954 (SR valve) | SR_M | _A35_C160_163_ | 35-02 | mid | S35 ds gate valve | SR_T | _S35_ | S35_DLMB | B:GV1 | ds gate valve |  | S35:VVC1 |  | S35B:GV1 |  | 210907 | 35—59
SR_M_A35_C160_163_35-03[mid] ¦ SR_T_S35_S35_DLMA[A:GV1] | M | LV | MOM_Vacuum | YR52954 (SR valve) | SR_M | _A35_C160_163_ | 35-03 | mid | S35 us gate valve MPS | SR_T | _S35_ | S35_DLMA | A:GV1 | us gate valve MPS |  | S35:MPSL1 |  | S35A:GV1 |  | 210908 | 35—61
SR_M_A35_C160_163_35-03[mid] ¦ SR_T_S35_S35_DLMB[B:GV1] | M | LV | MOM_Vacuum | YR52954 (SR valve) | SR_M | _A35_C160_163_ | 35-03 | mid | S35 ds gate valve MPS | SR_T | _S35_ | S35_DLMB | B:GV1 | ds gate valve MPS |  | S35:MPSL1 |  | S35B:GV1 |  | 210909 | 35—61
SR_M_A35_C160_163_35-02[mid] ¦ SR_T_S35_S35_FODO[A:VC15] | M | MV | MOM_Vacuum | Turbo Controller | SR_M | _A35_C160_163_ | 35-02 | mid | S35 FODO ancillary Turbo Contoller | SR_T | _S35_ | S35_FODO | A:VC15 | S35 FODO ancillary turbo |  | S35-TPS:TPC1 |  | S35-TPS:TP1 |  | 210910 | 35—59
SR_M_A35_C160_163_35-02[mid] ¦ SR_T_S35_S35_FODO[A:VC15] | M | LV | MOM_Vacuum | YR52954 (SR valve) | SR_M | _A35_C160_163_ | 35-02 | mid | S35 FODO ancillary Turbo Contoller | SR_T | _S35_ | S35_FODO | A:VC15 | S35 FODO ancillary turbo gate valve |  | S35-TPS:TSC1 |  | S35-TPS:TGV1 |  | 210911 | 35—59
SR_M_A35_C160_163_35-02[mid] ¦ SR_T_S35_S35_FODO[A:VC15] | M | LV | MOM_Vacuum | YR52954 (SR valve) | SR_M | _A35_C160_163_ | 35-02 | mid | S35 FODO ancillary Turbo system backing valve | SR_T | _S35_ | S35_FODO | A:VC15 | S35 FODO ancillary turbo backing valve |  | S35-TPS:TSC1 |  | S35-TPS:BV1 |  | 210912 | 35—59
SR_M_A35_C160_163_35-02[mid] ¦ SR_T_S35_S35_FODO[A:VC15] | M | LV | MOM_Vacuum | Televac (gauge type 1) | SR_M | _A35_C160_163_ | 35-02 | mid | Televac CV gauge Turbo S35 | SR_T | _S35_ | S35_FODO | A:VC15 | televac CV Turbo gauge S35 |  | S35-TPS:VGC1 |  | S35-TPS:CVG1 |  | 210913 | 35—59
SR_M_A35_C160_163_35-02[mid] ¦ SR_T_S35_S35_FODO[A:VC15] | M | MV | MOM_Vacuum | Televac (gauge type 2) | SR_M | _A35_C160_163_ | 35-02 | mid | Televac CC gauge Turbo S35 | SR_T | _S35_ | S35_FODO | A:VC15 | televac CC turbo gauge S35 |  | S35-TPS:VGC1 |  | S35-TPS:CCG1 |  | 210914 | 35—59
[] ¦ [] | APS-U: 210915
SR_M_A36_C163_166_36-02[mid] ¦ SR_T_S36_S36_DLMA[A:VC3] | M | MV | MOM_Vacuum | YR48343 (pump) | SR_M | _A36_C163_166_ | 36-02 | mid | S36 ion pump 1 QPC 1 channel 1 on A:VC3 | SR_T | _S36_ | S36_DLMA | A:VC3 | Ion pump 1 |  | S36:IPC1 |  | S36:IP1 |  | 210916 | 36—62
SR_M_A36_C163_166_36-02[mid] ¦ SR_T_S36_S36_DLMA[A:VC6] | M | MV | MOM_Vacuum | YR48343 (pump) | SR_M | _A36_C163_166_ | 36-02 | mid | S36 ion pump 2 QPC 1 cahnnel 2 on A:VC6 | SR_T | _S36_ | S36_DLMA | A:VC6 | Ion pump 2 |  | S36:IPC1 |  | S36:IP2 |  | 210917 | 36—62
SR_M_A36_C163_166_36-02[mid] ¦ SR_T_S36_S36_DLMA[A:VC8] | M | MV | MOM_Vacuum | YR48343 (pump) | SR_M | _A36_C163_166_ | 36-02 | mid | S36 ion pump 3 QPC 1 channel 3 on A:VC8 | SR_T | _S36_ | S36_DLMA | A:VC8 | Ion pump 3 |  | S36:IPC1 |  | S36:IP3 |  | 210918 | 36—62
SR_M_A36_C163_166_36-02[mid] ¦ SR_T_S36_S36_QMQA[A:VC12] | M | MV | MOM_Vacuum | YR48343 (pump) | SR_M | _A36_C163_166_ | 36-02 | mid | S36 ion pump 4 QPC 1 channel 4 on A:VC12 | SR_T | _S36_ | S36_QMQA | A:VC12 | Ion pump 4 |  | S36:IPC1 |  | S36:IP4 |  | 210919 | 36—62
SR_M_A36_C163_166_36-02[mid] ¦ SR_T_S36_S36_FODO[A:VC15] | M | MV | MOM_Vacuum | YR48343 (pump) | SR_M | _A36_C163_166_ | 36-02 | mid | S36 ion pump 5 QPC 2 channel 1 on A:VC15 | SR_T | _S36_ | S36_FODO | A:VC15 | Ion pump 5 |  | S36:IPC2 |  | S36:IP5 |  | 210920 | 36—62
SR_M_A36_C163_166_36-02[mid] ¦ SR_T_S36_S36_QMQB[B:VC9] | M | MV | MOM_Vacuum | YR48343 (pump) | SR_M | _A36_C163_166_ | 36-02 | mid | S36 ion pump 6 QPC 2 channel 2 on B:VC9 | SR_T | _S36_ | S36_QMQB | B:VC9 | Ion pump 6 |  | S36:IPC2 |  | S36:IP6 |  | 210921 | 36—62
SR_M_A36_C163_166_36-02[mid] ¦ SR_T_S36_S36_DLMB[B:VC6] | M | MV | MOM_Vacuum | YR48343 (pump) | SR_M | _A36_C163_166_ | 36-02 | mid | S36 ion pump 7 QPC 2 channel 3 on B:VC6 | SR_T | _S36_ | S36_DLMB | B:VC6 | Ion pump 7 |  | S36:IPC2 |  | S36:IP7 |  | 210922 | 36—62
SR_M_A36_C163_166_36-02[mid] ¦ SR_T_S36_S36_DLMB[B:VC5] | M | MV | MOM_Vacuum | YR48343 (pump) | SR_M | _A36_C163_166_ | 36-02 | mid | S36 ion pump 8 QPC 2 channel 4 on B:VC5 | SR_T | _S36_ | S36_DLMB | B:VC5 | Ion pump 8 |  | S36:IPC2 |  | S36:IP8 |  | 210923 | 36—62
SR_M_A36_C163_166_36-02[mid] ¦ SR_T_S36_S36_DLMB[B:VC3] | M | MV | MOM_Vacuum | YR48343 (pump) | SR_M | _A36_C163_166_ | 36-02 | mid | S36 ion pump 9 MPC 1 channel 1 on B:VC3 | SR_T | _S36_ | S36_DLMB | B:VC3 | Ion pump 9 |  | S36:IPC3 |  | S36:IP9 |  | 210924 | 36—62
SR_M_A36_C163_166_36-02[mid] ¦ SR_T_S36_S36_ID[DS:IDVC] | M | MV | MOM_Vacuum | YR48343 (pump) | SR_M | _A36_C163_166_ | 36-02 | mid | S36 ion pump 10 MPC 2 channel 1 on us IDVC | SR_T | _S36_ | S36_ID | DS:IDVC | Ion pump 1 at ID |  | S36:IPC4 |  | S36ID:IP1 |  | 210925 | 36—62
SR_M_A35_C160_163_35-02[mid] ¦ SR_T_S36_S36_QMQB[B:VC9] | M | LV | MOM_Vacuum | Televac (gauge type 1) | SR_M | _A35_C160_163_ | 35-02 | mid | Televac CV gauge SR S36 | SR_T | _S36_ | S36_QMQB | B:VC9 | televac CV SR S36 |  | S35:VGC1 |  | S36:CVG1 |  | 210926 | 35—59
SR_M_A35_C160_163_35-02[mid] ¦ SR_T_S36_S36_QMQB[B:VC9] | M | MV | MOM_Vacuum | Televac (gauge type 2) | SR_M | _A35_C160_163_ | 35-02 | mid | Televac CC gauge SR S36 | SR_T | _S36_ | S36_QMQB | B:VC9 | televac CC SR S36 |  | S35:VGC1 |  | S36:CCG1 |  | 210927 | 35—59
SR_M_A36_C163_166_36-02[mid] ¦ SR_T_S36_S36_ID[DS:IDVC] | M | LV | MOM_Vacuum | Televac (gauge type 1) | SR_M | _A36_C163_166_ | 36-02 | mid | Televac CV gauge ID S36 | SR_T | _S36_ | S36_ID | DS:IDVC | televac CV IDVC S36 |  | S36:VGC1 |  | S36ID:CVG1 |  | 210928 | 36—63
SR_M_A36_C163_166_36-02[mid] ¦ SR_T_S36_S36_ID[DS:IDVC] | M | MV | MOM_Vacuum | Televac (gauge type 2) | SR_M | _A36_C163_166_ | 36-02 | mid | Televac CC gauge ID S36 | SR_T | _S36_ | S36_ID | DS:IDVC | televac CC IDVC S36 |  | S36:VGC1 |  | S36ID:CCG1 |  | 210929 | 36—63
SR_M_A36_C163_166_36-02[mid] ¦ SR_T_S36_S36_DLMA[A:GV1] | M | LV | MOM_Vacuum | YR52954 (SR valve) | SR_M | _A36_C163_166_ | 36-02 | mid | S36 us gate valve | SR_T | _S36_ | S36_DLMA | A:GV1 | us gate valve |  | S36:VVC1 |  | S36A:GV1 |  | 210930 | 36—63
SR_M_A36_C163_166_36-02[mid] ¦ SR_T_S36_S36_DLMB[B:GV1] | M | LV | MOM_Vacuum | YR52954 (SR valve) | SR_M | _A36_C163_166_ | 36-02 | mid | S36 ds gate valve | SR_T | _S36_ | S36_DLMB | B:GV1 | ds gate valve |  | S36:VVC1 |  | S36B:GV1 |  | 210931 | 36—63
SR_M_A35_C160_163_35-03[mid] ¦ SR_T_S36_S36_DLMA[A:GV1] | M | LV | MOM_Vacuum | YR52954 (SR valve) | SR_M | _A35_C160_163_ | 35-03 | mid | S36 us gate valve MPS | SR_T | _S36_ | S36_DLMA | A:GV1 | us gate valve MPS |  | S35:MPSL1 |  | S36A:GV1 |  | 210932 | 35—61
SR_M_A35_C160_163_35-03[mid] ¦ SR_T_S36_S36_DLMB[B:GV1] | M | LV | MOM_Vacuum | YR52954 (SR valve) | SR_M | _A35_C160_163_ | 35-03 | mid | S36 ds gate valve MPS | SR_T | _S36_ | S36_DLMB | B:GV1 | ds gate valve MPS |  | S35:MPSL1 |  | S36B:GV1 |  | 210933 | 35—61
SR_M_A35_C160_163_35-02[mid] ¦ SR_T_S36_S36_FODO[A:VC15] | M | MV | MOM_Vacuum | Turbo Controller | SR_M | _A35_C160_163_ | 35-02 | mid | S36 FODO ancillary Turbo Contoller | SR_T | _S36_ | S36_FODO | A:VC15 | S36 FODO ancillary turbo |  | S36-TPS:TPC1 |  | S36-TPS:TP1 |  | 210934 | 35—59
SR_M_A35_C160_163_35-02[mid] ¦ SR_T_S36_S36_FODO[A:VC15] | M | LV | MOM_Vacuum | YR52954 (SR valve) | SR_M | _A35_C160_163_ | 35-02 | mid | S36 FODO ancillary Turbo system Contoller | SR_T | _S36_ | S36_FODO | A:VC15 | S36 FODO ancillary turbo gate valve |  | S35-TPS:TSC1 |  | S36-TPS:TGV1 |  | 210935 | 35—59
SR_M_A35_C160_163_35-02[mid] ¦ SR_T_S36_S36_FODO[A:VC15] | M | LV | MOM_Vacuum | YR52954 (SR valve) | SR_M | _A35_C160_163_ | 35-02 | mid | S36 FODO ancillary Turbo system backing valve | SR_T | _S36_ | S36_FODO | A:VC15 | S36 FODO ancillary turbo backing valve |  | S35-TPS:TSC1 |  | S36-TPS:BV1 |  | 210936 | 35—59
SR_M_A35_C160_163_35-02[mid] ¦ SR_T_S36_S36_FODO[A:VC15] | M | LV | MOM_Vacuum | Televac (gauge type 1) | SR_M | _A35_C160_163_ | 35-02 | mid | Televac CV gauge Turbo S36 | SR_T | _S36_ | S36_FODO | A:VC15 | televac CV Turbo gauge S36 |  | S35-TPS:VGC1 |  | S36-TPS:CVG1 |  | 210937 | 35—59
SR_M_A35_C160_163_35-02[mid] ¦ SR_T_S36_S36_FODO[A:VC15] | M | MV | MOM_Vacuum | Televac (gauge type 2) | SR_M | _A35_C160_163_ | 35-02 | mid | Televac CC gauge Turbo S36 | SR_T | _S36_ | S36_FODO | A:VC15 | televac CC turbo gauge S36 |  | S35-TPS:VGC1 |  | S36-TPS:CCG1 |  | 210938 | 35—59
SR_M_A35_C160_163_35-02[mid] ¦ SR_T_S36_S36_FODO[A:VC15] | M | LV | MOM_Vacuum | Televac (gauge type 1) | SR_M | _A35_C160_163_ | 35-02 | mid | Televac CV gauge Rough S35-36 | SR_T | _S36_ | S36_FODO | A:VC15 | televac CV Rough gauge S35-36 |  | S35-TPS:VGC1 |  | S36-TPS:RP:CVG1 |  | 210939 | 35—59
SR_M_A35_C160_163_35-02[mid] ¦ SR_T_S36_S36_FODO[A:VC15] | M | MV | MOM_Vacuum | Televac (gauge type 2) | SR_M | _A35_C160_163_ | 35-02 | mid | Televac CC gauge Rough S35-36 | SR_T | _S36_ | S36_FODO | A:VC15 | televac CC Rough gauge S35-36 |  | S35-TPS:VGC1 |  | S36-TPS:RP:CCG1 |  | 210940 | 35—59
SR_M_A35_C160_163_35-02[mid] ¦ SR_U_U36_C163_166_35-36-ROUGH_PUMP[mid] | M | MV | MOM_Vacuum | Roughing Pump (by manufacturer) | SR_M | _A35_C160_163_ | 35-02 | mid | Turbo System Controller | SR_U | _U36_C163_166_ | 35-36-ROUGH_PUMP | mid | Roughing pump S35-36 |  | S35-TPS:TSC1 |  | S35-TPS:RP1 |  | 210941 | 35—59
[] ¦ [] | APS-U: 210942
SR_M_A37_C166_169_37-02[mid] ¦ SR_T_S37_S37_DLMA[A:VC3] | M | MV | MOM_Vacuum | YR48343 (pump) | SR_M | _A37_C166_169_ | 37-02 | mid | S37 ion pump 1 QPC 1 channel 1 on A:VC3 | SR_T | _S37_ | S37_DLMA | A:VC3 | Ion pump 1 |  | S37:IPC1 |  | S37:IP1 |  | 210943 | 37—60
SR_M_A37_C166_169_37-02[mid] ¦ SR_T_S37_S37_DLMA[A:VC6] | M | MV | MOM_Vacuum | YR48343 (pump) | SR_M | _A37_C166_169_ | 37-02 | mid | S37 ion pump 2 QPC 1 cahnnel 2 on A:VC6 | SR_T | _S37_ | S37_DLMA | A:VC6 | Ion pump 2 |  | S37:IPC1 |  | S37:IP2 |  | 210944 | 37—60
SR_M_A37_C166_169_37-02[mid] ¦ SR_T_S37_S37_DLMA[A:VC8] | M | MV | MOM_Vacuum | YR48343 (pump) | SR_M | _A37_C166_169_ | 37-02 | mid | S37 ion pump 3 QPC 1 channel 3 on A:VC8 | SR_T | _S37_ | S37_DLMA | A:VC8 | Ion pump 3 |  | S37:IPC1 |  | S37:IP3 |  | 210945 | 37—60
SR_M_A37_C166_169_37-02[mid] ¦ SR_T_S37_S37_QMQA[A:VC12] | M | MV | MOM_Vacuum | YR48343 (pump) | SR_M | _A37_C166_169_ | 37-02 | mid | S37 ion pump 4 QPC 1 channel 4 on A:VC12 | SR_T | _S37_ | S37_QMQA | A:VC12 | Ion pump 4 |  | S37:IPC1 |  | S37:IP4 |  | 210946 | 37—60
SR_M_A37_C166_169_37-02[mid] ¦ SR_T_S37_S37_FODO[A:VC15] | M | MV | MOM_Vacuum | YR48343 (pump) | SR_M | _A37_C166_169_ | 37-02 | mid | S37 ion pump 5 QPC 2 channel 1 on A:VC15 | SR_T | _S37_ | S37_FODO | A:VC15 | Ion pump 5 |  | S37:IPC2 |  | S37:IP5 |  | 210947 | 37—60
SR_M_A37_C166_169_37-02[mid] ¦ SR_T_S37_S37_QMQB[B:VC9] | M | MV | MOM_Vacuum | YR48343 (pump) | SR_M | _A37_C166_169_ | 37-02 | mid | S37 ion pump 6 QPC 2 channel 2 on B:VC9 | SR_T | _S37_ | S37_QMQB | B:VC9 | Ion pump 6 |  | S37:IPC2 |  | S37:IP6 |  | 210948 | 37—60
SR_M_A37_C166_169_37-02[mid] ¦ SR_T_S37_S37_DLMB[B:VC6] | M | MV | MOM_Vacuum | YR48343 (pump) | SR_M | _A37_C166_169_ | 37-02 | mid | S37 ion pump 7 QPC 2 channel 3 on B:VC6 | SR_T | _S37_ | S37_DLMB | B:VC6 | Ion pump 7 |  | S37:IPC2 |  | S37:IP7 |  | 210949 | 37—60
SR_M_A37_C166_169_37-02[mid] ¦ SR_T_S37_S37_DLMB[B:VC5] | M | MV | MOM_Vacuum | YR48343 (pump) | SR_M | _A37_C166_169_ | 37-02 | mid | S37 ion pump 8 QPC 2 channel 4 on B:VC5 | SR_T | _S37_ | S37_DLMB | B:VC5 | Ion pump 8 |  | S37:IPC2 |  | S37:IP8 |  | 210950 | 37—60
SR_M_A37_C166_169_37-02[mid] ¦ SR_T_S37_S37_DLMB[B:VC3] | M | MV | MOM_Vacuum | YR48343 (pump) | SR_M | _A37_C166_169_ | 37-02 | mid | S37 ion pump 9 MPC 1 channel 1 on B:VC3 | SR_T | _S37_ | S37_DLMB | B:VC3 | Ion pump 9 |  | S37:IPC3 |  | S37:IP9 |  | 210951 | 37—60
SR_M_A37_C166_169_37-02[mid] ¦ SR_T_S37_S37_ID[DS:IDVC] | M | MV | MOM_Vacuum | YR48343 (pump) | SR_M | _A37_C166_169_ | 37-02 | mid | S37 ion pump 10 MPC 2 channel 1 on us IDVC | SR_T | _S37_ | S37_ID | DS:IDVC | Ion pump 1 at ID |  | S37:IPC4 |  | S37ID:IP1 |  | 210952 | 37—60
SR_M_A37_C166_169_37-02[mid] ¦ SR_T_S37_S37_QMQB[B:VC9] | M | LV | MOM_Vacuum | Televac (gauge type 1) | SR_M | _A37_C166_169_ | 37-02 | mid | Televac CV gauge SR S37 | SR_T | _S37_ | S37_QMQB | B:VC9 | televac CV SR S37 |  | S37:VGC1 |  | S37:CVG1 |  | 210953 | 37—59
SR_M_A37_C166_169_37-02[mid] ¦ SR_T_S37_S37_QMQB[B:VC9] | M | MV | MOM_Vacuum | Televac (gauge type 2) | SR_M | _A37_C166_169_ | 37-02 | mid | Televac CC gauge SR S37 | SR_T | _S37_ | S37_QMQB | B:VC9 | televac CC SR S37 |  | S37:VGC1 |  | S37:CCG1 |  | 210954 | 37—59
SR_M_A38_C169_52_38-02[mid] ¦ SR_T_S37_S37_ID[DS:IDVC] | M | LV | MOM_Vacuum | Televac (gauge type 1) | SR_M | _A38_C169_52_ | 38-02 | mid | Televac CV gauge ID S37 | SR_T | _S37_ | S37_ID | DS:IDVC | televac CV IDVC S37 |  | S38:VGC1 |  | S37ID:CVG1 |  | 210955 | 38—63
SR_M_A38_C169_52_38-02[mid] ¦ SR_T_S37_S37_ID[DS:IDVC] | M | MV | MOM_Vacuum | Televac (gauge type 2) | SR_M | _A38_C169_52_ | 38-02 | mid | Televac CC gauge ID S37 | SR_T | _S37_ | S37_ID | DS:IDVC | televac CC IDVC S37 |  | S38:VGC1 |  | S37ID:CCG1 |  | 210956 | 38—63
SR_M_A37_C166_169_37-02[mid] ¦ SR_T_S37_S37_DLMA[A:GV1] | M | LV | MOM_Vacuum | YR52954 (SR valve) | SR_M | _A37_C166_169_ | 37-02 | mid | S37 us gate valve | SR_T | _S37_ | S37_DLMA | A:GV1 | us gate valve |  | S37:VVC1 |  | S37A:GV1 |  | 210957 | 37—59
SR_M_A37_C166_169_37-02[mid] ¦ SR_T_S37_S37_DLMB[B:GV1] | M | LV | MOM_Vacuum | YR52954 (SR valve) | SR_M | _A37_C166_169_ | 37-02 | mid | S37 ds gate valve | SR_T | _S37_ | S37_DLMB | B:GV1 | ds gate valve |  | S37:VVC1 |  | S37B:GV1 |  | 210958 | 37—59
SR_M_A37_C166_169_37-03[mid] ¦ SR_T_S37_S37_DLMA[A:GV1] | M | LV | MOM_Vacuum | YR52954 (SR valve) | SR_M | _A37_C166_169_ | 37-03 | mid | S37 us gate valve MPS | SR_T | _S37_ | S37_DLMA | A:GV1 | us gate valve MPS |  | S37:MPSL1 |  | S37A:GV1 |  | 210959 | 37—61
SR_M_A37_C166_169_37-03[mid] ¦ SR_T_S37_S37_DLMB[B:GV1] | M | LV | MOM_Vacuum | YR52954 (SR valve) | SR_M | _A37_C166_169_ | 37-03 | mid | S37 ds gate valve MPS | SR_T | _S37_ | S37_DLMB | B:GV1 | ds gate valve MPS |  | S37:MPSL1 |  | S37B:GV1 |  | 210960 | 37—61
SR_M_A37_C166_169_37-02[mid] ¦ SR_T_S37_S37_FODO[A:VC15] | M | MV | MOM_Vacuum | Turbo Controller | SR_M | _A37_C166_169_ | 37-02 | mid | S37 FODO ancillary Turbo Contoller | SR_T | _S37_ | S37_FODO | A:VC15 | S37 FODO ancillary turbo |  | S37-TPS:TPC1 |  | S37-TPS:TP1 |  | 210961 | 37—59
SR_M_A37_C166_169_37-02[mid] ¦ SR_T_S37_S37_FODO[A:VC15] | M | LV | MOM_Vacuum | YR52954 (SR valve) | SR_M | _A37_C166_169_ | 37-02 | mid | S37 FODO ancillary Turbo Contoller | SR_T | _S37_ | S37_FODO | A:VC15 | S37 FODO ancillary turbo gate valve |  | S37-TPS:TSC1 |  | S37-TPS:TGV1 |  | 210962 | 37—59
SR_M_A37_C166_169_37-02[mid] ¦ SR_T_S37_S37_FODO[A:VC15] | M | LV | MOM_Vacuum | YR52954 (SR valve) | SR_M | _A37_C166_169_ | 37-02 | mid | S37 FODO ancillary Turbo system backing valve | SR_T | _S37_ | S37_FODO | A:VC15 | S37 FODO ancillary turbo backing valve |  | S37-TPS:TSC1 |  | S37-TPS:BV1 |  | 210963 | 37—59
SR_M_A37_C166_169_37-02[mid] ¦ SR_T_S37_S37_FODO[A:VC15] | M | LV | MOM_Vacuum | Televac (gauge type 1) | SR_M | _A37_C166_169_ | 37-02 | mid | Televac CV gauge Turbo S37 | SR_T | _S37_ | S37_FODO | A:VC15 | televac CV Turbo gauge S37 |  | S37-TPS:VGC1 |  | S37-TPS:CVG1 |  | 210964 | 37—59
SR_M_A37_C166_169_37-02[mid] ¦ SR_T_S37_S37_FODO[A:VC15] | M | MV | MOM_Vacuum | Televac (gauge type 2) | SR_M | _A37_C166_169_ | 37-02 | mid | Televac CC gauge Turbo S37 | SR_T | _S37_ | S37_FODO | A:VC15 | televac CC turbo gauge S37 |  | S37-TPS:VGC1 |  | S37-TPS:CCG1 |  | 210965 | 37—59
[] ¦ [] | APS-U: 210966
SR_M_A38_C169_52_38-02[mid] ¦ SR_T_S38_S38_DLMA[A:VC3] | M | MV | MOM_Vacuum | YR48343 (pump) | SR_M | _A38_C169_52_ | 38-02 | mid | S38 ion pump 1 QPC 1 channel 1 on A:VC3 | SR_T | _S38_ | S38_DLMA | A:VC3 | Ion pump 1 |  | S38:IPC1 |  | S38:IP1 |  | 210967 | 38—62
SR_M_A38_C169_52_38-02[mid] ¦ SR_T_S38_S38_DLMA[A:VC6] | M | MV | MOM_Vacuum | YR48343 (pump) | SR_M | _A38_C169_52_ | 38-02 | mid | S38 ion pump 2 QPC 1 cahnnel 2 on A:VC6 | SR_T | _S38_ | S38_DLMA | A:VC6 | Ion pump 2 |  | S38:IPC1 |  | S38:IP2 |  | 210968 | 38—62
SR_M_A38_C169_52_38-02[mid] ¦ SR_T_S38_S38_DLMA[A:VC8] | M | MV | MOM_Vacuum | YR48343 (pump) | SR_M | _A38_C169_52_ | 38-02 | mid | S38 ion pump 3 QPC 1 channel 3 on A:VC8 | SR_T | _S38_ | S38_DLMA | A:VC8 | Ion pump 3 |  | S38:IPC1 |  | S38:IP3 |  | 210969 | 38—62
SR_M_A38_C169_52_38-02[mid] ¦ SR_T_S38_S38_QMQA[A:VC12] | M | MV | MOM_Vacuum | YR48343 (pump) | SR_M | _A38_C169_52_ | 38-02 | mid | S38 ion pump 4 QPC 1 channel 4 on A:VC12 | SR_T | _S38_ | S38_QMQA | A:VC12 | Ion pump 4 |  | S38:IPC1 |  | S38:IP4 |  | 210970 | 38—62
SR_M_A38_C169_52_38-02[mid] ¦ SR_T_S38_S38_FODO[A:VC15] | M | MV | MOM_Vacuum | YR48343 (pump) | SR_M | _A38_C169_52_ | 38-02 | mid | S38 ion pump 5 QPC 2 channel 1 on A:VC15 | SR_T | _S38_ | S38_FODO | A:VC15 | Ion pump 5 |  | S38:IPC2 |  | S38:IP5 |  | 210971 | 38—62
SR_M_A38_C169_52_38-02[mid] ¦ SR_T_S38_S38_QMQB[B:VC9] | M | MV | MOM_Vacuum | YR48343 (pump) | SR_M | _A38_C169_52_ | 38-02 | mid | S38 ion pump 6 QPC 2 channel 2 on B:VC9 | SR_T | _S38_ | S38_QMQB | B:VC9 | Ion pump 6 |  | S38:IPC2 |  | S38:IP6 |  | 210972 | 38—62
SR_M_A38_C169_52_38-02[mid] ¦ SR_T_S38_S38_DLMB[B:VC6] | M | MV | MOM_Vacuum | YR48343 (pump) | SR_M | _A38_C169_52_ | 38-02 | mid | S38 ion pump 7 QPC 2 channel 3 on B:VC6 | SR_T | _S38_ | S38_DLMB | B:VC6 | Ion pump 7 |  | S38:IPC2 |  | S38:IP7 |  | 210973 | 38—62
SR_M_A38_C169_52_38-02[mid] ¦ SR_T_S38_S38_DLMB[B:VC5] | M | MV | MOM_Vacuum | YR48343 (pump) | SR_M | _A38_C169_52_ | 38-02 | mid | S38 ion pump 8 QPC 2 channel 4 on B:VC5 | SR_T | _S38_ | S38_DLMB | B:VC5 | Ion pump 8 |  | S38:IPC2 |  | S38:IP8 |  | 210974 | 38—62
SR_M_A38_C169_52_38-02[mid] ¦ SR_T_S38_S38_DLMB[B:VC3] | M | MV | MOM_Vacuum | YR48343 (pump) | SR_M | _A38_C169_52_ | 38-02 | mid | S38 ion pump 9 MPC 1 channel 1 on B:VC3 | SR_T | _S38_ | S38_DLMB | B:VC3 | Ion pump 9 |  | S38:IPC3 |  | S38:IP9 |  | 210975 | 38—62
SR_M_A38_C169_52_38-02[mid] ¦ SR_T_S38_S38_ID[DS:IDVC] | M | MV | MOM_Vacuum | YR48343 (pump) | SR_M | _A38_C169_52_ | 38-02 | mid | S38 ion pump 10 MPC 2 channel 1 on us IDVC | SR_T | _S38_ | S38_ID | DS:IDVC | Ion pump 1 at ID |  | S38:IPC4 |  | S38ID:IP1 |  | 210976 | 38—62
SR_M_A37_C166_169_37-02[mid] ¦ SR_T_S38_S38_QMQB[B:VC9] | M | LV | MOM_Vacuum | Televac (gauge type 1) | SR_M | _A37_C166_169_ | 37-02 | mid | Televac CV gauge SR S38 | SR_T | _S38_ | S38_QMQB | B:VC9 | televac CV SR S38 |  | S37:VGC1 |  | S38:CVG1 |  | 210977 | 37—59
SR_M_A37_C166_169_37-02[mid] ¦ SR_T_S38_S38_QMQB[B:VC9] | M | MV | MOM_Vacuum | Televac (gauge type 2) | SR_M | _A37_C166_169_ | 37-02 | mid | Televac CC gauge SR S38 | SR_T | _S38_ | S38_QMQB | B:VC9 | televac CC SR S38 |  | S37:VGC1 |  | S38:CCG1 |  | 210978 | 37—59
SR_M_A38_C169_52_38-02[mid] ¦ SR_T_S38_S38_ID[DS:IDVC] | M | LV | MOM_Vacuum | Televac (gauge type 1) | SR_M | _A38_C169_52_ | 38-02 | mid | Televac CV gauge ID S38 | SR_T | _S38_ | S38_ID | DS:IDVC | televac CV IDVC S38 |  | S38:VGC1 |  | S38ID:CVG1 |  | 210979 | 38—63
SR_M_A38_C169_52_38-02[mid] ¦ SR_T_S38_S38_ID[DS:IDVC] | M | MV | MOM_Vacuum | Televac (gauge type 2) | SR_M | _A38_C169_52_ | 38-02 | mid | Televac CC gauge ID S38 | SR_T | _S38_ | S38_ID | DS:IDVC | televac CC IDVC S38 |  | S38:VGC1 |  | S38ID:CCG1 |  | 210980 | 38—63
SR_M_A38_C169_52_38-02[mid] ¦ SR_T_S38_S38_DLMA[A:GV1] | M | LV | MOM_Vacuum | YR52954 (SR valve) | SR_M | _A38_C169_52_ | 38-02 | mid | S38 us gate valve | SR_T | _S38_ | S38_DLMA | A:GV1 | us gate valve |  | S38:VVC1 |  | S38A:GV1 |  | 210981 | 38—63
SR_M_A38_C169_52_38-02[mid] ¦ SR_T_S38_S38_DLMB[B:GV1] | M | LV | MOM_Vacuum | YR52954 (SR valve) | SR_M | _A38_C169_52_ | 38-02 | mid | S38 ds gate valve | SR_T | _S38_ | S38_DLMB | B:GV1 | ds gate valve |  | S38:VVC1 |  | S38B:GV1 |  | 210982 | 38—63
SR_M_A37_C166_169_37-03[mid] ¦ SR_T_S38_S38_DLMA[A:GV1] | M | LV | MOM_Vacuum | YR52954 (SR valve) | SR_M | _A37_C166_169_ | 37-03 | mid | S38 us gate valve MPS | SR_T | _S38_ | S38_DLMA | A:GV1 | us gate valve MPS |  | S37:MPSL1 |  | S38A:GV1 |  | 210983 | 37—61
SR_M_A37_C166_169_37-03[mid] ¦ SR_T_S38_S38_DLMB[B:GV1] | M | LV | MOM_Vacuum | YR52954 (SR valve) | SR_M | _A37_C166_169_ | 37-03 | mid | S38 ds gate valve MPS | SR_T | _S38_ | S38_DLMB | B:GV1 | ds gate valve MPS |  | S37:MPSL1 |  | S38B:GV1 |  | 210984 | 37—61
SR_M_A37_C166_169_37-02[mid] ¦ SR_T_S38_S38_FODO[A:VC15] | M | MV | MOM_Vacuum | Turbo Controller | SR_M | _A37_C166_169_ | 37-02 | mid | S38 FODO ancillary Turbo Contoller | SR_T | _S38_ | S38_FODO | A:VC15 | S38 FODO ancillary turbo |  | S38-TPS:TPC1 |  | S38-TPS:TP1 |  | 210985 | 37—59
SR_M_A37_C166_169_37-02[mid] ¦ SR_T_S38_S38_FODO[A:VC15] | M | LV | MOM_Vacuum | YR52954 (SR valve) | SR_M | _A37_C166_169_ | 37-02 | mid | S38 FODO ancillary Turbo system Contoller | SR_T | _S38_ | S38_FODO | A:VC15 | S38 FODO ancillary turbo gate valve |  | S37-TPS:TSC1 |  | S38-TPS:TGV1 |  | 210986 | 37—59
SR_M_A37_C166_169_37-02[mid] ¦ SR_T_S38_S38_FODO[A:VC15] | M | LV | MOM_Vacuum | YR52954 (SR valve) | SR_M | _A37_C166_169_ | 37-02 | mid | S38 FODO ancillary Turbo system backing valve | SR_T | _S38_ | S38_FODO | A:VC15 | S38 FODO ancillary turbo backing valve |  | S37-TPS:TSC1 |  | S38-TPS:BV1 |  | 210987 | 37—59
SR_M_A37_C166_169_37-02[mid] ¦ SR_T_S38_S38_FODO[A:VC15] | M | LV | MOM_Vacuum | Televac (gauge type 1) | SR_M | _A37_C166_169_ | 37-02 | mid | Televac CV gauge Turbo S38 | SR_T | _S38_ | S38_FODO | A:VC15 | televac CV Turbo gauge S38 |  | S37-TPS:VGC1 |  | S38-TPS:CVG1 |  | 210988 | 37—59
SR_M_A37_C166_169_37-02[mid] ¦ SR_T_S38_S38_FODO[A:VC15] | M | MV | MOM_Vacuum | Televac (gauge type 2) | SR_M | _A37_C166_169_ | 37-02 | mid | Televac CC gauge Turbo S38 | SR_T | _S38_ | S38_FODO | A:VC15 | televac CC turbo gauge S38 |  | S37-TPS:VGC1 |  | S38-TPS:CCG1 |  | 210989 | 37—59
SR_M_A37_C166_169_37-02[mid] ¦ SR_T_S38_S38_FODO[A:VC15] | M | LV | MOM_Vacuum | Televac (gauge type 1) | SR_M | _A37_C166_169_ | 37-02 | mid | Televac CV gauge Rough S37-38 | SR_T | _S38_ | S38_FODO | A:VC15 | televac CV Rough gauge S37-38 |  | S37-TPS:VGC1 |  | S38-TPS:RP:CVG1 |  | 210990 | 37—59
SR_M_A37_C166_169_37-02[mid] ¦ SR_T_S38_S38_FODO[A:VC15] | M | MV | MOM_Vacuum | Televac (gauge type 2) | SR_M | _A37_C166_169_ | 37-02 | mid | Televac CC gauge Rough S37-38 | SR_T | _S38_ | S38_FODO | A:VC15 | televac CC Rough gauge S37-38 |  | S37-TPS:VGC1 |  | S38-TPS:RP:CCG1 |  | 210991 | 37—59
SR_M_A37_C166_169_37-02[mid] ¦ SR_M_A38_C169_52_37-38-ROUGH_PUMP[mid] | M | MV | MOM_Vacuum | Roughing Pump (by manufacturer) | SR_M | _A37_C166_169_ | 37-02 | mid | Turbo System Controller | SR_M | _A38_C169_52_ | 37-38-ROUGH_PUMP | mid | Roughing pump S37-38 |  | S37-TPS:TSC1 |  | S37-TPS:RP1 |  | 210992 | 37—59
[] ¦ [] | APS-U: 210993
SR_M_A40_C55_58_39-02[mid] ¦ SR_T_S39_S39_DLMA[A:VC3] | M | MV | MOM_Vacuum | YR48343 (pump) | SR_M | _A40_C55_58_ | 39-02 | mid | S39 ion pump 1 QPC 1 channel 1 on A:VC3 | SR_T | _S39_ | S39_DLMA | A:VC3 | Ion pump 1 |  | S39:IPC1 |  | S39:IP1 |  | 210994 | 39—60
SR_M_A40_C55_58_39-02[mid] ¦ SR_T_S39_S39_DLMA[A:VC6] | M | MV | MOM_Vacuum | YR48343 (pump) | SR_M | _A40_C55_58_ | 39-02 | mid | S39 ion pump 2 QPC 1 cahnnel 2 on A:VC6 | SR_T | _S39_ | S39_DLMA | A:VC6 | Ion pump 2 |  | S39:IPC1 |  | S39:IP2 |  | 210995 | 39—60
SR_M_A40_C55_58_39-02[mid] ¦ SR_T_S39_S39_DLMA[A:VC8] | M | MV | MOM_Vacuum | YR48343 (pump) | SR_M | _A40_C55_58_ | 39-02 | mid | S39 ion pump 3 QPC 1 channel 3 on A:VC8 | SR_T | _S39_ | S39_DLMA | A:VC8 | Ion pump 3 |  | S39:IPC1 |  | S39:IP3 |  | 210996 | 39—60
SR_M_A40_C55_58_39-02[mid] ¦ SR_T_S39_S39_QMQA[A:VC12] | M | MV | MOM_Vacuum | YR48343 (pump) | SR_M | _A40_C55_58_ | 39-02 | mid | S39 ion pump 4 QPC 1 channel 4 on A:VC12 | SR_T | _S39_ | S39_QMQA | A:VC12 | Ion pump 4 |  | S39:IPC1 |  | S39:IP4 |  | 210997 | 39—60
SR_M_A40_C55_58_39-02[mid] ¦ SR_T_S39_S39_FODO[A:VC15] | M | MV | MOM_Vacuum | YR48343 (pump) | SR_M | _A40_C55_58_ | 39-02 | mid | S39 ion pump 5 QPC 2 channel 1 on A:VC15 | SR_T | _S39_ | S39_FODO | A:VC15 | Ion pump 5 |  | S39:IPC2 |  | S39:IP5 |  | 210998 | 39—60
SR_M_A40_C55_58_39-02[mid] ¦ SR_T_S39_S39_QMQB[B:VC9] | M | MV | MOM_Vacuum | YR48343 (pump) | SR_M | _A40_C55_58_ | 39-02 | mid | S39 ion pump 6 QPC 2 channel 2 on B:VC9 | SR_T | _S39_ | S39_QMQB | B:VC9 | Ion pump 6 |  | S39:IPC2 |  | S39:IP6 |  | 210999 | 39—60
SR_M_A40_C55_58_39-02[mid] ¦ SR_T_S39_S39_DLMB[B:VC6] | M | MV | MOM_Vacuum | YR48343 (pump) | SR_M | _A40_C55_58_ | 39-02 | mid | S39 ion pump 7 QPC 2 channel 3 on B:VC6 | SR_T | _S39_ | S39_DLMB | B:VC6 | Ion pump 7 |  | S39:IPC2 |  | S39:IP7 |  | 211000 | 39—60
SR_M_A40_C55_58_39-02[mid] ¦ SR_T_S39_S39_DLMB[B:VC5] | M | MV | MOM_Vacuum | YR48343 (pump) | SR_M | _A40_C55_58_ | 39-02 | mid | S39 ion pump 8 QPC 2 channel 4 on B:VC5 | SR_T | _S39_ | S39_DLMB | B:VC5 | Ion pump 8 |  | S39:IPC2 |  | S39:IP8 |  | 211001 | 39—60
SR_M_A40_C55_58_39-02[mid] ¦ SR_T_S39_S39_DLMB[B:VC3] | M | MV | MOM_Vacuum | YR48343 (pump) | SR_M | _A40_C55_58_ | 39-02 | mid | S39 ion pump 9 MPC 1 channel 1 on B:VC3 | SR_T | _S39_ | S39_DLMB | B:VC3 | Ion pump 9 |  | S39:IPC3 |  | S39:IP9 |  | 211002 | 39—60
SR_M_A40_C55_58_39-02[mid] ¦ SR_T_S39_S39_ID[DS:IDVC] | M | MV | MOM_Vacuum | YR48343 (pump) | SR_M | _A40_C55_58_ | 39-02 | mid | S39 ion pump 10 MPC 2 channel 1 on us IDVC | SR_T | _S39_ | S39_ID | DS:IDVC | Ion pump 1 at ID |  | S39:IPC4 |  | S39ID:IP1 |  | 211003 | 39—60
SR_M_A40_C55_58_39-02[mid] ¦ SR_T_S39_S39_QMQB[B:VC9] | M | LV | MOM_Vacuum | Televac (gauge type 1) | SR_M | _A40_C55_58_ | 39-02 | mid | Televac CV gauge SR S39 | SR_T | _S39_ | S39_QMQB | B:VC9 | televac CV SR S39 |  | S39:VGC1 |  | S39:CVG1 |  | 211004 | 39—59
SR_M_A40_C55_58_39-02[mid] ¦ SR_T_S39_S39_QMQB[B:VC9] | M | MV | MOM_Vacuum | Televac (gauge type 2) | SR_M | _A40_C55_58_ | 39-02 | mid | Televac CC gauge SR S39 | SR_T | _S39_ | S39_QMQB | B:VC9 | televac CC SR S39 |  | S39:VGC1 |  | S39:CCG1 |  | 211005 | 39—59
SR_M_A40_C55_58_40-02[mid] ¦ SR_T_S39_S39_ID[DS:IDVC] | M | LV | MOM_Vacuum | Televac (gauge type 1) | SR_M | _A40_C55_58_ | 40-02 | mid | Televac CV gauge ID S39 | SR_T | _S39_ | S39_ID | DS:IDVC | televac CV IDVC S39 |  | S40:VGC1 |  | S39ID:CVG1 |  | 211006 | 40—63
SR_M_A40_C55_58_40-02[mid] ¦ SR_T_S39_S39_ID[DS:IDVC] | M | MV | MOM_Vacuum | Televac (gauge type 2) | SR_M | _A40_C55_58_ | 40-02 | mid | Televac CC gauge ID S39 | SR_T | _S39_ | S39_ID | DS:IDVC | televac CC IDVC S39 |  | S40:VGC1 |  | S39ID:CCG1 |  | 211007 | 40—63
SR_M_A40_C55_58_39-02[mid] ¦ SR_T_S39_S39_DLMA[A:GV1] | M | LV | MOM_Vacuum | YR52954 (SR valve) | SR_M | _A40_C55_58_ | 39-02 | mid | S39 us gate valve | SR_T | _S39_ | S39_DLMA | A:GV1 | us gate valve |  | S39:VVC1 |  | S39A:GV1 |  | 211008 | 39—59
SR_M_A40_C55_58_39-02[mid] ¦ SR_T_S39_S39_DLMB[B:GV1] | M | LV | MOM_Vacuum | YR52954 (SR valve) | SR_M | _A40_C55_58_ | 39-02 | mid | S39 ds gate valve | SR_T | _S39_ | S39_DLMB | B:GV1 | ds gate valve |  | S39:VVC1 |  | S39B:GV1 |  | 211009 | 39—59
SR_M_A40_C55_58_39-03[mid] ¦ SR_T_S39_S39_DLMA[A:GV1] | M | LV | MOM_Vacuum | YR52954 (SR valve) | SR_M | _A40_C55_58_ | 39-03 | mid | S39 us gate valve MPS | SR_T | _S39_ | S39_DLMA | A:GV1 | us gate valve MPS |  | S39:MPSL1 |  | S39A:GV1 |  | 211010 | 39—61
SR_M_A40_C55_58_39-03[mid] ¦ SR_T_S39_S39_DLMB[B:GV1] | M | LV | MOM_Vacuum | YR52954 (SR valve) | SR_M | _A40_C55_58_ | 39-03 | mid | S39 ds gate valve MPS | SR_T | _S39_ | S39_DLMB | B:GV1 | ds gate valve MPS |  | S39:MPSL1 |  | S39B:GV1 |  | 211011 | 39—61
SR_M_A40_C55_58_39-02[mid] ¦ SR_T_S39_S39_FODO[A:VC15] | M | MV | MOM_Vacuum | Turbo Controller | SR_M | _A40_C55_58_ | 39-02 | mid | S39 FODO ancillary Turbo Contoller | SR_T | _S39_ | S39_FODO | A:VC15 | S39 FODO ancillary turbo |  | S39-TPS:TPC1 |  | S39-TPS:TP1 |  | 211012 | 39—59
SR_M_A40_C55_58_39-02[mid] ¦ SR_T_S39_S39_FODO[A:VC15] | M | LV | MOM_Vacuum | YR52954 (SR valve) | SR_M | _A40_C55_58_ | 39-02 | mid | S39 FODO ancillary Turbo Contoller | SR_T | _S39_ | S39_FODO | A:VC15 | S39 FODO ancillary turbo gate valve |  | S39-TPS:TSC1 |  | S39-TPS:TGV1 |  | 211013 | 39—59
SR_M_A40_C55_58_39-02[mid] ¦ SR_T_S39_S39_FODO[A:VC15] | M | LV | MOM_Vacuum | YR52954 (SR valve) | SR_M | _A40_C55_58_ | 39-02 | mid | S39 FODO ancillary Turbo system backing valve | SR_T | _S39_ | S39_FODO | A:VC15 | S39 FODO ancillary turbo backing valve |  | S39-TPS:TSC1 |  | S39-TPS:BV1 |  | 211014 | 39—59
SR_M_A40_C55_58_39-02[mid] ¦ SR_T_S39_S39_FODO[A:VC15] | M | LV | MOM_Vacuum | Televac (gauge type 1) | SR_M | _A40_C55_58_ | 39-02 | mid | Televac CV gauge Turbo S39 | SR_T | _S39_ | S39_FODO | A:VC15 | televac CV Turbo gauge S39 |  | S39-TPS:VGC1 |  | S39-TPS:CVG1 |  | 211015 | 39—59
SR_M_A40_C55_58_39-02[mid] ¦ SR_T_S39_S39_FODO[A:VC15] | M | MV | MOM_Vacuum | Televac (gauge type 2) | SR_M | _A40_C55_58_ | 39-02 | mid | Televac CC gauge Turbo S39 | SR_T | _S39_ | S39_FODO | A:VC15 | televac CC turbo gauge S39 |  | S39-TPS:VGC1 |  | S39-TPS:CCG1 |  | 211016 | 39—59
[] ¦ [] | APS-U: 211017
SR_M_A40_C55_58_40-02[mid] ¦ SR_T_S40_S40_DLMA[A:VC3] | M | MV | MOM_Vacuum | YR48343 (pump) | SR_M | _A40_C55_58_ | 40-02 | mid | S40 ion pump 1 QPC 1 channel 1 on A:VC3 | SR_T | _S40_ | S40_DLMA | A:VC3 | Ion pump 1 |  | S40:IPC1 |  | S40:IP1 |  | 211018 | 40—62
SR_M_A40_C55_58_40-02[mid] ¦ SR_T_S40_S40_DLMA[A:VC6] | M | MV | MOM_Vacuum | YR48343 (pump) | SR_M | _A40_C55_58_ | 40-02 | mid | S40 ion pump 2 QPC 1 cahnnel 2 on A:VC6 | SR_T | _S40_ | S40_DLMA | A:VC6 | Ion pump 2 |  | S40:IPC1 |  | S40:IP2 |  | 211019 | 40—62
SR_M_A40_C55_58_40-02[mid] ¦ SR_T_S40_S40_DLMA[A:VC8] | M | MV | MOM_Vacuum | YR48343 (pump) | SR_M | _A40_C55_58_ | 40-02 | mid | S40 ion pump 3 QPC 1 channel 3 on A:VC8 | SR_T | _S40_ | S40_DLMA | A:VC8 | Ion pump 3 |  | S40:IPC1 |  | S40:IP3 |  | 211020 | 40—62
SR_M_A40_C55_58_40-02[mid] ¦ SR_T_S40_S40_QMQA[A:VC12] | M | MV | MOM_Vacuum | YR48343 (pump) | SR_M | _A40_C55_58_ | 40-02 | mid | S40 ion pump 4 QPC 1 channel 4 on A:VC12 | SR_T | _S40_ | S40_QMQA | A:VC12 | Ion pump 4 |  | S40:IPC1 |  | S40:IP4 |  | 211021 | 40—62
SR_M_A40_C55_58_40-02[mid] ¦ SR_T_S40_S40_FODO[A:VC15] | M | MV | MOM_Vacuum | YR48343 (pump) | SR_M | _A40_C55_58_ | 40-02 | mid | S40 ion pump 5 QPC 2 channel 1 on A:VC15 | SR_T | _S40_ | S40_FODO | A:VC15 | Ion pump 5 |  | S40:IPC2 |  | S40:IP5 |  | 211022 | 40—62
SR_M_A40_C55_58_40-02[mid] ¦ SR_T_S40_S40_QMQB[B:VC9] | M | MV | MOM_Vacuum | YR48343 (pump) | SR_M | _A40_C55_58_ | 40-02 | mid | S40 ion pump 6 QPC 2 channel 2 on B:VC9 | SR_T | _S40_ | S40_QMQB | B:VC9 | Ion pump 6 |  | S40:IPC2 |  | S40:IP6 |  | 211023 | 40—62
SR_M_A40_C55_58_40-02[mid] ¦ SR_T_S40_S40_DLMB[B:VC6] | M | MV | MOM_Vacuum | YR48343 (pump) | SR_M | _A40_C55_58_ | 40-02 | mid | S40 ion pump 7 QPC 2 channel 3 on B:VC6 | SR_T | _S40_ | S40_DLMB | B:VC6 | Ion pump 7 |  | S40:IPC2 |  | S40:IP7 |  | 211024 | 40—62
SR_M_A40_C55_58_40-02[mid] ¦ SR_T_S40_S40_DLMB[B:VC5] | M | MV | MOM_Vacuum | YR48343 (pump) | SR_M | _A40_C55_58_ | 40-02 | mid | S40 ion pump 8 QPC 2 channel 4 on B:VC5 | SR_T | _S40_ | S40_DLMB | B:VC5 | Ion pump 8 |  | S40:IPC2 |  | S40:IP8 |  | 211025 | 40—62
SR_M_A40_C55_58_40-02[mid] ¦ SR_T_S40_S40_DLMB[B:VC3] | M | MV | MOM_Vacuum | YR48343 (pump) | SR_M | _A40_C55_58_ | 40-02 | mid | S40 ion pump 9 MPC 1 channel 1 on B:VC3 | SR_T | _S40_ | S40_DLMB | B:VC3 | Ion pump 9 |  | S40:IPC3 |  | S40:IP9 |  | 211026 | 40—62
SR_M_A40_C55_58_40-02[mid] ¦ SR_T_S40_S40_ID[DS:IDVC] | M | MV | MOM_Vacuum | YR48343 (pump) | SR_M | _A40_C55_58_ | 40-02 | mid | S40 ion pump 10 MPC 2 channel 1 on us IDVC | SR_T | _S40_ | S40_ID | DS:IDVC | Ion pump 1 at ID |  | S40:IPC4 |  | S40ID:IP1 |  | 211027 | 40—62
SR_M_A40_C55_58_39-02[mid] ¦ SR_T_S40_S40_QMQB[B:VC9] | M | LV | MOM_Vacuum | Televac (gauge type 1) | SR_M | _A40_C55_58_ | 39-02 | mid | Televac CV gauge SR S40 | SR_T | _S40_ | S40_QMQB | B:VC9 | televac CV SR S40 |  | S39:VGC1 |  | S40:CVG1 |  | 211028 | 39—59
SR_M_A40_C55_58_39-02[mid] ¦ SR_T_S40_S40_QMQB[B:VC9] | M | MV | MOM_Vacuum | Televac (gauge type 2) | SR_M | _A40_C55_58_ | 39-02 | mid | Televac CC gauge SR S40 | SR_T | _S40_ | S40_QMQB | B:VC9 | televac CC SR S40 |  | S39:VGC1 |  | S40:CCG1 |  | 211029 | 39—59
SR_M_A40_C55_58_40-02[mid] ¦ SR_T_S40_S40_ID[DS:IDVC] | M | LV | MOM_Vacuum | Televac (gauge type 1) | SR_M | _A40_C55_58_ | 40-02 | mid | Televac CV gauge ID S40 | SR_T | _S40_ | S40_ID | DS:IDVC | televac CV IDVC S40 |  | S40:VGC1 |  | S40ID:CVG1 |  | 211030 | 40—63
SR_M_A40_C55_58_40-02[mid] ¦ SR_T_S40_S40_ID[DS:IDVC] | M | MV | MOM_Vacuum | Televac (gauge type 2) | SR_M | _A40_C55_58_ | 40-02 | mid | Televac CC gauge ID S40 | SR_T | _S40_ | S40_ID | DS:IDVC | televac CC IDVC S40 |  | S40:VGC1 |  | S40ID:CCG1 |  | 211031 | 40—63
SR_M_A40_C55_58_40-02[mid] ¦ SR_T_S40_S40_DLMA[A:GV1] | M | LV | MOM_Vacuum | YR52954 (SR valve) | SR_M | _A40_C55_58_ | 40-02 | mid | S40 us gate valve | SR_T | _S40_ | S40_DLMA | A:GV1 | us gate valve |  | S40:VVC1 |  | S40A:GV1 |  | 211032 | 40—63
SR_M_A40_C55_58_40-02[mid] ¦ SR_T_S40_S40_DLMB[B:GV1] | M | LV | MOM_Vacuum | YR52954 (SR valve) | SR_M | _A40_C55_58_ | 40-02 | mid | S40 ds gate valve | SR_T | _S40_ | S40_DLMB | B:GV1 | ds gate valve |  | S40:VVC1 |  | S40B:GV1 |  | 211033 | 40—63
SR_M_A40_C55_58_39-03[mid] ¦ SR_T_S40_S40_DLMA[A:GV1] | M | LV | MOM_Vacuum | YR52954 (SR valve) | SR_M | _A40_C55_58_ | 39-03 | mid | S40 us gate valve MPS | SR_T | _S40_ | S40_DLMA | A:GV1 | us gate valve MPS |  | S39:MPSL1 |  | S40A:GV1 |  | 211034 | 39—61
SR_M_A40_C55_58_39-03[mid] ¦ SR_T_S40_S40_DLMB[B:GV1] | M | LV | MOM_Vacuum | YR52954 (SR valve) | SR_M | _A40_C55_58_ | 39-03 | mid | S40 ds gate valve MPS | SR_T | _S40_ | S40_DLMB | B:GV1 | ds gate valve MPS |  | S39:MPSL1 |  | S40B:GV1 |  | 211035 | 39—61
SR_M_A40_C55_58_39-02[mid] ¦ SR_T_S40_S40_FODO[A:VC15] | M | MV | MOM_Vacuum | Turbo Controller | SR_M | _A40_C55_58_ | 39-02 | mid | S40 FODO ancillary Turbo Contoller | SR_T | _S40_ | S40_FODO | A:VC15 | S40 FODO ancillary turbo |  | S40-TPS:TPC1 |  | S40-TPS:TP1 |  | 211036 | 39—59
SR_M_A40_C55_58_39-02[mid] ¦ SR_T_S40_S40_FODO[A:VC15] | M | LV | MOM_Vacuum | YR52954 (SR valve) | SR_M | _A40_C55_58_ | 39-02 | mid | S40 FODO ancillary Turbo system Contoller | SR_T | _S40_ | S40_FODO | A:VC15 | S40 FODO ancillary turbo gate valve |  | S39-TPS:TSC1 |  | S40-TPS:TGV1 |  | 211037 | 39—59
SR_M_A40_C55_58_39-02[mid] ¦ SR_T_S40_S40_FODO[A:VC15] | M | LV | MOM_Vacuum | YR52954 (SR valve) | SR_M | _A40_C55_58_ | 39-02 | mid | S40 FODO ancillary Turbo system backing valve | SR_T | _S40_ | S40_FODO | A:VC15 | S40 FODO ancillary turbo backing valve |  | S39-TPS:TSC1 |  | S40-TPS:BV1 |  | 211038 | 39—59
SR_M_A40_C55_58_39-02[mid] ¦ SR_T_S40_S40_FODO[A:VC15] | M | LV | MOM_Vacuum | Televac (gauge type 1) | SR_M | _A40_C55_58_ | 39-02 | mid | Televac CV gauge Turbo S40 | SR_T | _S40_ | S40_FODO | A:VC15 | televac CV Turbo gauge S40 |  | S39-TPS:VGC1 |  | S40-TPS:CVG1 |  | 211039 | 39—59
SR_M_A40_C55_58_39-02[mid] ¦ SR_T_S40_S40_FODO[A:VC15] | M | MV | MOM_Vacuum | Televac (gauge type 2) | SR_M | _A40_C55_58_ | 39-02 | mid | Televac CC gauge Turbo S40 | SR_T | _S40_ | S40_FODO | A:VC15 | televac CC turbo gauge S40 |  | S39-TPS:VGC1 |  | S40-TPS:CCG1 |  | 211040 | 39—59
SR_M_A40_C55_58_39-02[mid] ¦ SR_T_S40_S40_FODO[A:VC15] | M | LV | MOM_Vacuum | Televac (gauge type 1) | SR_M | _A40_C55_58_ | 39-02 | mid | Televac CV gauge Rough S39-40 | SR_T | _S40_ | S40_FODO | A:VC15 | televac CV Rough gauge S39-40 |  | S39-TPS:VGC1 |  | S40-TPS:RP:CVG1 |  | 211041 | 39—59
SR_M_A40_C55_58_39-02[mid] ¦ SR_T_S40_S40_FODO[A:VC15] | M | MV | MOM_Vacuum | Televac (gauge type 2) | SR_M | _A40_C55_58_ | 39-02 | mid | Televac CC gauge Rough S39-40 | SR_T | _S40_ | S40_FODO | A:VC15 | televac CC Rough gauge S39-40 |  | S39-TPS:VGC1 |  | S40-TPS:RP:CCG1 |  | 211042 | 39—59
SR_M_A40_C55_58_39-02[mid] ¦ SR_U_U40_C55_58_39-40-ROUGH_PUMP[mid] | M | MV | MOM_Vacuum | Roughing Pump (by manufacturer) | SR_M | _A40_C55_58_ | 39-02 | mid | Turbo System Controller | SR_U | _U40_C55_58_ | 39-40-ROUGH_PUMP | mid | Roughing pump S39-40 |  | S39-TPS:TSC1 |  | S39-TPS:RP1 |  | 211043 | 39—59

## CableTypes
Controls | Cryogenics_and_BLS | Diagnostics | Information_Tech | Magnetic_Devices | MOM_Mechanical | MOM_Vacuum | Power_Supplies | Radio_Frequency | Safety_Interlocks
| NOTE: Cryoplant cables are in orange |  |  | NOTE: ID cables are in red
| "CY" is shielded, "YY" unshielded |  |  | NOTE: SCU cables are in orange |  |  | NOTE: TBD (unspecified cable)
Cat 5 | Cat 5 | 1/4" Heliax (FSJ-150) | CAT 6 | GSM Limits and Interlock Cable | Cat 5 | Televac (gauge type 1) | #14/2c (corrector) | 1/4" Heliax (FSJ1RN-50) | #20/20c (PSS SS and ACIS Front End)
Cat 5e | IE-Cabel 2x2x0,75 (#18/4c) | 3/8" Heliax | CAT 6a | GSM Linear Encoder Cable | C256A (grey) | Televac (gauge type 2) | #18/2c (Klixon) | 3/8" Heliax (LDF2RN-50) | #20/10c (PS1, PS2, LPPS, and ACIS SS)
Cat 6 | A/CY-Bus (150 Ohm Twinax) | 1/2" Heliax | LMR-195 | GSM Motor Power Cable | Belden 8761 | YR48343 (pump) | DLO 535 (pair) | 1/2" Heliax (LDF4RN-50) | #18/2c (FEEPS, SRV, BIV, and FEV)
Cat 6a | CY 8 x AWG23 (#23/8c) | 3/4" Heliax | LMR-400 | PS Limits and Interlock Cable | Belden 9431 | YR52954 (SR valve) | DLO 444 (pair) | 1/2" Heliax (FSJ4RK-50) | #12/3c (rad monitor power in LFMC)
M 1 | CY 2 x AWG20 (#20/2c) | #22/2c (Belden 9322) | MM 1 | PS Motor Power Cable | Belden 2464 | SCPSC30SC-01 | DLO 4/0 (pair) | #20/24pair (Dekoron TE317450-1) | #18/25c (ACIS BSS)
M 2 | CY 4 x AWG20 (#20/4c) | #22/3c (Belden 9770) | MM 2 | Resolver Feedback Cable | Fiber | Turbo Controller | DLO #2 (pair) | 0.75mm/12c (BergerLahr F19) | #18/10c (ACIS rad monitor)
M 4 | YY 4 x AWG20 (#20/4c) | LMR-200 | MM 4 | ILPS Linear Feedback Cable | TS#310801-00301 (special cable) | Roughing Pump (by manufacturer) | THHN 4/0 (green) | #20/8c (Belden 9421) | #18/6c (ACIS door switches)
M 6 | YY 4 x AWG15 (#15/4c) | RG-58 | MM 6 | Revolver Limits and Interlock Cable |  |  | RG-217 (kicker) | RG-142 (Belden 83242) | #18/4c (BIV and FEV)
M 8 | YY 3 x AWG15 (#15/3c) | RG-217 | MM 8 | #14/4c (motor) |  |  | RG-58 (or similar) | Optical fiber (K-P3-SMA-nnFT-Crimp)
M 12 | YY 3 x AWG8 (#8/3c) | RG-223 (Belden 9273) | MM 12 | Alpha 2244C |  |  | TC Type K (extension cable) | #8/3c (Carol P-7K-123033)
M 24 | YY 4 x MCM300 (300kcmil/4c) | YR48343 (Cherenkov) | MM 24 | Gurley (encoder) |  |  | Cat 6 (blue) | #20/16pair (PMC Corp 603-622-3500 KX)
M 48 | 2 Conductor Alpha 1292C | SiO2 (coaxial) | MM 48 | TC Type K (temperature) |  |  | #18/8c | #24-7c O/A Foil (Belden 9537 )
S 1 | 3 Conductor Alpha 1293C | HLS (TBD) | SM 1 | DLO777.7 (main power) |  |  | Multi-conductor signal (TBD) | #18/12 shielded pair (Deoron TE 43578-3)
S 2 | 4 Conductor Alpha 1294C |  | SM 2 | DLO535.3 (main power) |  |  | Optical Fiber (TBD)
S 4 | 5 Conductor Alpha 1295C |  | SM 4 | 4 AWG (SC corrector power)
S 6 | 6 Conductor Alpha 1296C |  | SM 6 | 14 AWG (integral corrector power)
S 8 |  |  | SM 8 | Belden 1412R (temperature)
S 12 |  |  | SM 12 | Belden 9768 (voltage and heaters)
S 24 |  |  | SM 24 | Belden 9507 (compressors)
S 48 |  |  | SM 48 | Belden 9505 (valve and LHe level)
MPO 24 (M 24 MPO-to-MPO) |  |  | CAT 6a (red) | Belden 9941 (LHe pressure)
RG316 (w/LEMO L00) |  |  |  | Alpha 1296C (turbo)
SETPOINT (custom legacy) |  |  |  | Helukabel JZ-602-CY (turbo)
Alpha 2404C (vacuum)
Belden 9222 (vacuum)
Belden 8451 (vacuum)

## CableSpecs
Technical group cable types | purpose | manufacturer | part number | alt part number | diameter | weight | conductors | insulation | jacket color | voltage rating | fire load | heat limit | bend radius | rad tolerance | link (URL) | image (URL) | total length | reel length | reel quantity | lead time | ordered | received
| NOTE: This field |  |  |  | NOTE: English | NOTE: English | [6 empty] | NOTE: English |  |  |  | Running tally | Running tally | Running tally | Expected time | empty (NO) | empty (NO)
| may range from a |  |  |  | units will likely | units will likely | [6 empty] | units will likely |  |  |  | of estimated | of minimum | of how many | in days for the | value (YES) | value (YES)
| common name of |  |  |  | be defined. | be defined. | [6 empty] | be defined. |  |  |  | total length | length per | reels of this | procurement
| the cable to more | [15 empty] | required for | reel for this | cable type to | of this cable | value can be | value can be
| specific device or |  |  |  | units: in (max) | units: lbs/kft |  |  |  | units: Vrms |  | units: °C | units: in (min) | units: Grey |  |  | this cable type | cable type | be procured |  | yes, a date, | yes, a date,
| port references. | [19 empty] | or any value | or any value
Controls | purpose | manufacturer | part number | alt part number | diameter | weight | conductors | insulation | jacket color | voltage rating | fire load | heat limit | bend radius | rad tolerance | link (URL) | image (URL) | total length | reel length | reel quantity | lead time | ordered | received
Cat 5
Cat 5e
Cat 6
Cat 6a
M 1
M 2
M 4
M 6
M 8
M 12
M 24 |  | CommScope | R-024-DS-5K-FSUBR | 760152413 | 0.33 | 38 | 24 |  | brown |  |  |  | 4.9 |  | https://www.anixter.com/en_us/products/R-024-DS-5K-FSUBR/COMMSCOPE-ENTERPRISE-SOLUTIONS/Indoor-Fiber-Optic-Cable/p/371-COMOM4-TBD-24BR | https://images.eanixter.com/viewex/PR65573V2.JPG
M 48
S 1
S 2
S 4
S 6
S 8
S 12
S 24 |  | CommScope | P-024-DS-8W-FSUYL | 760018630 | 0.335 | 47.0378 | 24 |  | yellow |  |  |  | 5 |  | https://www.commscope.com/globalassets/digizuite/126637-p360-760018630-external.pdf | https://www.commscope.com/globalassets/digizuite/24767-co-p-dssu-2-1-18-jpg.jpg
S 48 |  | CommScope | R-048-DS-8W-FSUYL | 760004473 | 0.63 | 142.5 | 48 |  | yellow |  |  |  | 9.4 |  | https://www.commscope.com/catalog/cables/product_details.aspx?id=19772 | https://www.commscope.com/catalog/imagesCache/0000006/t006_r20699_v-1.jpg
MPO 24 (M 24 MPO-to-MPO)
RG316 (w/LEMO L00)
SETPOINT (custom legacy)
Cryogenics_and_BLS | purpose | manufacturer | part number | alt part number | diameter | weight | conductors | insulation | jacket color | voltage rating | fire load | heat limit | bend radius | rad tolerance | link (URL) | image (URL) | total length | reel length | reel quantity | lead time | ordered | received
Cat 5
IE-Cabel 2x2x0,75 (#18/4c)
A/CY-Bus (150 Ohm Twinax)
CY 8 x AWG23 (#23/8c)
CY 2 x AWG20 (#20/2c)
CY 4 x AWG20 (#20/4c)
YY 4 x AWG20 (#20/4c)
YY 4 x AWG15 (#15/4c)
YY 3 x AWG15 (#15/3c)
YY 3 x AWG8 (#8/3c)
YY 4 x MCM300 (300kcmil/4c)
2 Conductor Alpha 1292C
3 Conductor Alpha 1293C
4 Conductor Alpha 1294C
5 Conductor Alpha 1295C
6 Conductor Alpha 1296C
Diagnostics | purpose | manufacturer | part number | alt part number | diameter | weight | conductors | insulation | jacket color | voltage rating | fire load | heat limit | bend radius | rad tolerance | link (URL) | image (URL) | total length | reel length | reel quantity | lead time | ordered | received
1/4" Heliax (FSJ-150)
3/8" Heliax
1/2" Heliax
3/4" Heliax
#22/2c (Belden 9322)
#22/3c (Belden 9770)
LMR-200
RG-58
RG-217
RG-223 (Belden 9273)
YR48343 (Cherenkov)
SiO2 (coaxial)
HLS (TBD)
Information_Tech | purpose | manufacturer | part number | alt part number | diameter | weight | conductors | insulation | jacket color | voltage rating | fire load | heat limit | bend radius | rad tolerance | link (URL) | image (URL) | total length | reel length | reel quantity | lead time | ordered | received
CAT 6
CAT 6a
LMR-195
LMR-400
MM 1
MM 2
MM 4
MM 6
MM 8
MM 12
MM 24 |  | CommScope | R-024-DS-5K-FSUBR | 760152413 | 0.33 | 38 | 24 |  | brown |  |  |  | 4.9 |  | https://www.anixter.com/en_us/products/R-024-DS-5K-FSUBR/COMMSCOPE-ENTERPRISE-SOLUTIONS/Indoor-Fiber-Optic-Cable/p/371-COMOM4-TBD-24BR | https://images.eanixter.com/viewex/PR65573V2.JPG
MM 48
SM 1
SM 2
SM 4
SM 6
SM 8
SM 12
SM 24 |  | CommScope | P-024-DS-8W-FSUYL | 760018630 | 0.335 | 47.0378 | 24 |  | yellow |  |  |  | 5 |  | https://www.commscope.com/globalassets/digizuite/126637-p360-760018630-external.pdf | https://www.commscope.com/globalassets/digizuite/24767-co-p-dssu-2-1-18-jpg.jpg
SM 48 |  | CommScope | R-048-DS-8W-FSUYL | 760004473 | 0.63 | 142.5 | 48 |  | yellow |  |  |  | 9.4 |  | https://www.commscope.com/catalog/cables/product_details.aspx?id=19772 | https://www.commscope.com/catalog/imagesCache/0000006/t006_r20699_v-1.jpg
CAT 6a (red) |  | Commscope | Systimax 2071E Red
Magnetic_Devices | purpose | manufacturer | part number | alt part number | diameter | weight | conductors | insulation | jacket color | voltage rating | fire load | heat limit | bend radius | rad tolerance | link (URL) | image (URL) | total length | reel length | reel quantity | lead time | ordered | received
GSM Limits and Interlock Cable
GSM Linear Encoder Cable
GSM Motor Power Cable
PS Limits and Interlock Cable
PS Motor Power Cable
Resolver Feedback Cable
ILPS Linear Feedback Cable
Revolver Limits and Interlock Cable
#14/4c (motor)
Alpha 2244C
Gurley (encoder)
TC Type K (temperature)
DLO777.7 (main power)
DLO535.3 (main power)
4 AWG (SC corrector power)
14 AWG (integral corrector power)
Belden 1412R (temperature)
Belden 9768 (voltage and heaters)
Belden 9507 (compressors)
Belden 9505 (valve and LHe level)
Belden 9941 (LHe pressure)
Alpha 1296C (turbo)
Helukabel JZ-602-CY (turbo)
Alpha 2404C (vacuum)
Belden 9222 (vacuum)
Belden 8451 (vacuum)
MOM_Mechanical | purpose | manufacturer | part number | alt part number | diameter | weight | conductors | insulation | jacket color | voltage rating | fire load | heat limit | bend radius | rad tolerance | link (URL) | image (URL) | total length | reel length | reel quantity | lead time | ordered | received
Cat 5
C256A (grey)
Belden 8761
Belden 9431
Belden 2464
Fiber
TS#310801-00301 (special cable)
MOM_Vacuum | purpose | manufacturer | part number | alt part number | diameter | weight | conductors | insulation | jacket color | voltage rating | fire load | heat limit | bend radius | rad tolerance | link (URL) | image (URL) | total length | reel length | reel quantity | lead time | ordered | received
Televac (gauge type 1)
Televac (gauge type 2)
YR48343 (pump)
YR52954 (SR valve)
SCPSC30SC-01
Turbo Controller
Roughing Pump (by manufacturer)
Power_Supplies | purpose | manufacturer | part number | alt part number | diameter | weight | conductors | insulation | jacket color | voltage rating | fire load | heat limit | bend radius | rad tolerance | link (URL) | image (URL) | total length | reel length | reel quantity | lead time | ordered | received
#14/2c (corrector)
#18/2c (Klixon)
DLO 535 (pair)
DLO 444 (pair)
DLO 4/0 (pair)
DLO #2 (pair)
THHN 4/0 (green)
RG-217 (kicker)
RG-58 (or similar)
TC Type K (extension cable)
Cat 6 (blue)
#18/8c
Multi-conductor signal (TBD)
Optical Fiber (TBD)
Radio_Frequency | purpose | manufacturer | part number | alt part number | diameter | weight | conductors | insulation | jacket color | voltage rating | fire load | heat limit | bend radius | rad tolerance | link (URL) | image (URL) | total length | reel length | reel quantity | lead time | ordered | received
1/4" Heliax (FSJ1RN-50)
3/8" Heliax (LDF2RN-50)
1/2" Heliax (LDF4RN-50)
1/2" Heliax (FSJ4RK-50)
#20/24pair (Dekoron TE317450-1)
0.75mm/12c (BergerLahr F19)
#20/8c (Belden 9421)
RG-142 (Belden 83242)
Optical fiber (K-P3-SMA-nnFT-Crimp)
#8/3c (Carol P-7K-123033)
#20/16pair (PMC Corp 603-622-3500 KX)
#24-7c O/A Foil (Belden 9537 )
#18/12 shielded pair (Deoron TE 43578-3)
Safety_Interlocks | purpose | manufacturer | part number | alt part number | diameter | weight | conductors | insulation | jacket color | voltage rating | fire load | heat limit | bend radius | rad tolerance | link (URL) | image (URL) | total length | reel length | reel quantity | lead time | ordered | received
#20/20c (PSS SS and ACIS Front End) |  |  | EPD-RWC-22367
#20/10c (PS1, PS2, LPPS, and ACIS SS) |  |  | 44A1101-20-A048-9
#18/2c (FEEPS, SRV, BIV, and FEV) |  |  | 44A1121-18-0/9-9-US
#12/3c (rad monitor power in LFMC)
#18/25c (ACIS BSS) |  | Alpha Wire | 5170/25C SL005 |  | 0.636 | 267.6 | 25 | PVC | beige/gray | 300 |  |  | 6.36 |  | http://www.alphawire.com/Home/Products/Cable/Xtra-Guard-Performance-Cable/Xtra-Guard-1/5170_25C | http://www.alphawire.com/~/media/Images/ProductPictures/WIREC_pg35_text.jpg?dmc=0&mw=296&w=296
#18/10c (ACIS rad monitor) |  | Alpha Wire | 25170 |  | 0.428 | 222 | 10 | PE | yellow | 300 |  |  | 4.28 |  | http://www.alphawire.com/Home/Products/Cable/Xtra-Guard-Performance-Cable/Xtra-Guard-2/25170 | http://www.alphawire.com/~/media/Xtra-Guard/XG%202/25154.jpg?dmc=0&mw=296&w=296
#18/6c (ACIS door switches) |  | Alpha Wire | 5166C |  | 0.335 | 80.36 | 6 | PVC | slate [gray] | 300 |  |  | 3.35 |  | http://www.alphawire.com/Home/Products/Cable/Xtra-Guard-Performance-Cable/Xtra-Guard-1/5166C | http://www.alphawire.com/~/media/Images/ProductPictures/WIREC_pg35_text.jpg?dmc=0&mw=296&w=296
#18/4c (BIV and FEV)

## SR_Mezzanine
Location | SR_M | _A01_C58_61_ | _A02_C61_64_ | _A03_C64_67_ | _A04_C67_70_ | _A05_C70_73_ | _A06_C73_76_ | _A07_C76_79_ | _A08_C79_82_ | _A09_C82_85_ | _A10_C85_88_ | _A11_C88_91_ | _A12_C91_94_ | _A13_C94_97_ | _A14_C97_100_ | _A15_C100_103_ | _A16_C103_106_ | _A17_C106_109_ | _A18_C109_112_ | _A19_C112_115_ | _A20_C115_118_ | _A21_C118_121_ | _A22_C121_124_ | _A23_C124_127_ | _A24_C127_130_ | _A25_C130_133_ | _A26_C133_136_ | _A27_C136_139_ | _A28_C139_142_ | _A29_C142_145_ | _A30_C145_148_ | _A31_C148_151_ | _A32_C151_154_ | _A33_C154_157_ | _A34_C157_160_ | _A35_C160_163_ | _A36_C163_166_ | _A37_C166_169_ | _A38_C169_52_ | _A39_C52_55_ | _A40_C55_58_
SR_M | _A01_C58_61_ | 01-01 | 01-02 | 02-BM-AR-RR01 | 03-02 | 04-BM-AR-RR01 | 05-02 | 06-BM-AR-RR01 | 07-02 | 08-BM-AR-RR01 | 09-02 | 10-BM-AR-RR02 | 11-00 | 12-BM-AR-RR01 | 13-02 | 14-BM-AR-RR01 | 15-02 | 16-BM-AR-RR01 | 17-02 | 18-BM-AR-RR01 | 19-02 | 20-BM-AR-RR01 | 21-00 | 22-BM-AR-RR01 | 23-02 | 24-BM-AR-RR01 | 25-02 | 26-BM-AR-RR01 | 27-02 | 28-BM-AR-RR01 (missing) | 29-02 | 30-BM-AR-RR01 | 31-00 | 32-BM-AR-RR01 | 33-02 | 34-BM-AR-RR01 | 35-BM-AR-RR01 | 36-ID-AR-RR00 | 37-ID-AR-RR00 | S38IK1 | 39-02
SR_R | _A02_C61_64_ | 40-ID-AR-RR00 | 01-03 | 02-BM-AR-RR02 | 03-03 | 04-BM-AR-RR02 | 05-03 | 06-BM-AR-RR02 | 07-03 | 08-BM-AR-RR02 | 09-03 | 10-BM-AR-RR03 | 11-02 | 12-BM-AR-RR02 | 13-03 | 14-BM-AR-RR02 | 15-03 | 16-BM-AR-RR02 | 17-03 | 18-BM-AR-RR02 | 19-03 | 20-BM-AR-RR02 | "5010" (no nameplate) | 22-BM-AR-RR02 | 23-03 | 24-BM-AR-RR02 | 25-03 | 26-BM-AR-RR02 | 27-03 | 28-BM-AR-RR02 (missing) | 29-03 | 30-BM-AR-RR02 | 31-02 | 32-BM-AR-RR02 | 33-03 | 34-BM-AR-RR02 | 35-BM-AR-RR02 | 37-00 | 38-00 | 38-ID-AR-RR00 | 39-03
SR_T | _A03_C64_67_ | PS-SR-S01-CAB1 | 01-04 | 02-BM-AR-RR03 | 03-04 | 04-BM-AR-RR03 | 05-04 | 06-BM-AR-RR03 | 07-04 | 08-BM-AR-RR03 | 09-04 | 10-BM-AR-RR04 | 11-03 | 12-BM-AR-RR03 | 13-04 | 14-BM-AR-RR03 | 15-04 | 16-BM-AR-RR03 | 17-04 | 18-BM-AR-RR03 | 19-04 | 20-BM-AR-RR03 | 21-02 | 22-BM-AR-RR03 | 23-04 | 24-BM-AR-RR03 | 25-04 | 26-BM-AR-RR03 | 27-04 | 28-BM-AR-RR03 (missing) | 29-04 | 30-BM-AR-RR03 | 31-03 | 32-BM-AR-RR03 | 33-04 | 34-BM-AR-RR03 | 35-BM-AR-RR03 | 37-01 | 38-01 | 39-01 | 39-04
SR_U | _A04_C67_70_ | PS-SR-S01-CAB1A | 01-BM-AR-RR01 | 02-BM-AR-RR04 | 03-BM-AR-RR01 | 04-BM-AR-RR04 | 05-BM-AR-RR01 | 06-BM-AR-RR04 | 07-BM-AR-RR01 | 08-BM-AR-RR04 | 09-BM-AR-RR01 | 10-ID-AR-RR00 | 11-04 | 12-BM-AR-RR04 | 13-BM-AR-RR01 | 14-BM-AR-RR04 | 15-BM-AR-RR01 | 16-BM-AR-RR04 | 17-BM-AR-RR01 | 18-BM-AR-RR04 | 19-BM-AR-RR01 | 20-BM-AR-RR04 | 21-03 | 22-BM-AR-RR04 | 23-BM-AR-RR01 | 24-BM-AR-RR04 | 25-BM-AR-RR01 (missing) | 26-BM-AR-RR04 | 27-BM-AR-RR01 (missing) | 28-BM-AR-RR04 (missing) | 29-BM-AR-RR01 (missing) | 30-BM-AR-RR04 | 31-04 | 32-BM-AR-RR04 | 33-BM-AR-RR01 | 34-BM-AR-RR04 | 35-BM-AR-RR04 (missing) | 37-02 | 38-02 | PS-SR-S39-CAB1 | 39-ID-AR-RR00
| _A05_C70_73_ | PS-SR-S01-CAB2 | 01-BM-AR-RR02 | 02-ID-AR-RR00 | 03-BM-AR-RR02 | 04-CPU-CAB1 | 05-BM-AR-RR02 | 06-ID-AR-RR00 | 07-BM-AR-RR02 | 08-ID-AR-RR00 | 09-BM-AR-RR02 | 10-ID-AR-RR03 | 11-BM-AR-RR01 | 12-ID-AR-RR00 | 13-BM-AR-RR02 | 14-ID-AR-RR00 | 15-BM-AR-RR02 | 16-ID-AR-RR00 | 17-BM-AR-RR02 | 18-ID-AR-RR00 | 19-BM-AR-RR02 | 20-ID-AR-RR00 | 21-04 | 22-ID-AR-RR00 | 23-BM-AR-RR02 | 24-ID-AR-RR00 | 25-BM-AR-RR02 (missing) | 26-ID-AR-RR00 | 27-BM-AR-RR02 (missing) | 28-ID-AR-RR00 | 29-BM-AR-RR02 (missing) | 30-ID-AR-RR00 | 31-05 | 32-ID-AR-RR00 | 33-BM-AR-RR02 | 34-ID-AR-RR00 | 35-BM-AR-RR05 | 37-03 | 38-03 | PS-SR-S39-CAB1A | 40-00
| _A06_C73_76_ | PS-SR-S01-CAB2A | 01-BM-AR-RR03 | 02-ID-AR-RR03 | 03-BM-AR-RR03 | 04-CPU-CAB2 | 05-BM-AR-RR03 | 06-ID-AR-RR03 | 07-BM-AR-RR03 | 08-ID-AR-RR03 | 09-BM-AR-RR03 | 10-ID-AR-RR04 | 11-BM-AR-RR02 | 12-ID-AR-RR03 | 13-BM-AR-RR03 | 14-ID-AR-RR03 | 15-BM-AR-RR03 | 16-ID-AR-RR03 | 17-BM-AR-RR03 | 18-ID-AR-RR03 | 19-BM-AR-RR03 | 20-ID-AR-RR03 | 21-BM-AR-RR01 | 22-ID-AR-RR03 | 23-BM-AR-RR03 | 24-ID-AR-RR03 | 25-BM-AR-RR03 (missing) | 26-ID-AR-RR03 | 27-BM-AR-RR03 (missing) | 28-ID-AR-RR03 | 29-BM-AR-RR03 (missing) | 30-ID-AR-RR03 | 31-BM-AR-RR01 | 32-ID-AR-RR03 | 33-BM-AR-RR03 | 34-ID-AR-RR03 | 35-BM-AR-RR06 | 37-04 | 38-04 | PS-SR-S39-CAB2 | 40-01
| _A07_C76_79_ | PS-SR-S01-CAB3 | 01-BM-AR-RR04 | 02-ID-AR-RR04 | 03-BM-AR-RR04 | 04-CPU-CAB2A | 05-BM-AR-RR04 | 06-ID-AR-RR04 | 07-BM-AR-RR04 | 08-ID-AR-RR04 | 09-BM-AR-RR04 | 10-ID-AR-RR05 | 11-BM-AR-RR03 | 12-ID-AR-RR04 | 13-BM-AR-RR04 | 14-ID-AR-RR04 | 15-BM-AR-RR04 | 16-ID-AR-RR04 | 17-BM-AR-RR04 | 18-ID-AR-RR04 | 19-BM-AR-RR04 | 20-ID-AR-RR04 | 21-BM-AR-RR02 | 22-ID-AR-RR04 | 23-BM-AR-RR04 | 24-ID-AR-RR04 | 25-BM-AR-RR04 (missing) | 26-ID-AR-RR04 | 27-BM-AR-RR04 (missing) | 28-ID-AR-RR04 | 29-BM-AR-RR04 (missing) | 30-ID-AR-RR04 | 31-BM-AR-RR02 | 32-ID-AR-RR04 | 33-BM-AR-RR04 | 34-ID-AR-RR04 | 35-BM-AR-RR10 | 37-05 | PS-SR-S38-CAB1 | PS-SR-S39-CAB2A | 40-02
| _A08_C79_82_ | PS-SR-S01-CAB3A | 01-ID-AR-RR00 | 02-ID-AR-RR05 | 03-ID-AR-RR00 | 04-CPU-CAB3 | 05-ID-AR-RR00 | 06-ID-AR-RR05 | 07-ID-AR-RR00 | 08-ID-AR-RR05 | 09-ID-AR-RR00 | 10-ID-AR-RR06 | 11-BM-AR-RR04 | 12-ID-AR-RR05 | 13-ID-AR-RR00 | 14-ID-AR-RR05 | 15-ID-AR-RR00 | 16-ID-AR-RR05 | 17-ID-AR-RR00 | 18-ID-AR-RR05 | 19-ID-AR-RR00 | 20-ID-AR-RR05 | 21-BM-AR-RR03 | 22-ID-AR-RR05 | 23-ID-AR-RR00 | 24-ID-AR-RR05 | 25-ID-AR-RR00 | 26-ID-AR-RR05 | 27-ID-AR-RR00 | 28-ID-AR-RR05 | 29-ID-AR-RR00 | 30-ID-AR-RR05 | 31-BM-AR-RR03 | 32-ID-AR-RR05 | 33-ID-AR-RR00 | 34-ID-AR-RR05 | 35-BM-AR-RR11 | PS-SR-S37-CAB1 | PS-SR-S38-CAB1A | PS-SR-S39-CAB3 | 40-03
| _A09_C82_85_ | PS-SR-S01-CAB4 | 01-ID-AR-RR01 | 02-ID-AR-RR06 | 03-ID-AR-RR03 | 04-CPU-CAB3A | 05-ID-AR-RR03 | 06-ID-AR-RR06 | 07-ID-AR-RR03 | 08-ID-AR-RR06 | 09-ID-AR-RR03 | 11-01 | 11-ID-AR-RR00 | 12-ID-AR-RR06 | 13-ID-AR-RR03 | 14-ID-AR-RR06 | 15-ID-AR-RR03 | 16-ID-AR-RR06 | 17-ID-AR-RR03 | 18-ID-AR-RR06 | 19-ID-AR-RR03 | 20-ID-AR-RR06 | 21-BM-AR-RR04 | 22-ID-AR-RR06 | 23-ID-AR-RR03 | 24-ID-AR-RR06 | 25-ID-AR-RR03 | 26-ID-AR-RR06 | 27-ID-AR-RR03 | 28-ID-AR-RR06 | 29-ID-AR-RR03 | 30-ID-AR-RR06 | 31-BM-AR-RR04 | 32-ID-AR-RR06 | 33-ID-AR-RR03 | 34-ID-AR-RR06 | 35-ID-AR-RR00 | PS-SR-S37-CAB1A | PS-SR-S38-CAB2 | PS-SR-S39-CAB3A | 40-04
| _A10_C85_88_ | PS-SR-S01-CAB4A | 01-ID-AR-RR02 | 03-01 | 03-ID-AR-RR04 | 04-ID-AR-RR00 | 05-ID-AR-RR04 | 07-01 | 07-ID-AR-RR04 | 09-01 | 09-ID-AR-RR04 | 11-ID-AR-RR01 | 11-ID-AR-RR03 | 13-01 | 13-ID-AR-RR04 | 15-01 | 15-ID-AR-RR04 | 17-01 | 17-ID-AR-RR04 | 19-01 | 19-ID-AR-RR04 | 21-01 | 21-ID-AR-RR00 | 23-01 | 23-ID-AR-RR04 | 25-01 | 25-ID-AR-RR04 | 27-01 | 27-ID-AR-RR04 | 29-01 | 29-ID-AR-RR04 | 31-01 | 31-ID-AR-RR00 | 33-01 | 33-ID-AR-RR04 | 35-01 | 35-ID-AR-RR03 | PS-SR-S37-CAB2 | PS-SR-S38-CAB2A | PS-SR-S39-CAB4 | PS-SR-S40-CAB1
| _A11_C88_91_ | PS-SR-S01-CAB5 | 01-ID-AR-RR03 | 03-ID-AR-RR01 | 03-ID-AR-RR05 | 04-ID-AR-RR03 | 05-ID-AR-RR05 | 07-ID-AR-RR01 | 07-ID-AR-RR05 | 09-ID-AR-RR01 | 09-ID-AR-RR05 | 11-ID-AR-RR02 | 11-ID-AR-RR04 | 13-ID-A (FOE) | 13-ID-AR-RR05 | 15-ID-AR-RR01 | 15-ID-AR-RR05 | 17-ID-AR-RR01 | 17-ID-AR-RR05 | 19-ID-AR-RR01 | 19-ID-AR-RR05 | 21-ID-AR-RR01 | 21-ID-AR-RR03 | 23-ID-AR-RR01 | 23-ID-AR-RR05 | 25-ID-AR-RR01 | 25-ID-AR-RR05 | 27-ID-AR-RR01 | 27-ID-AR-RR05 | 29-ID-AR-RR01 | 29-ID-AR-RR05 | 31-ID-AR-RR01 | 31-ID-AR-RR03 | 33-ID-AR-RR01 | 33-ID-AR-RR05 | 35-02 | 35-ID-AR-RR03-A | PS-SR-S37-CAB2A | PS-SR-S38-CAB3 | PS-SR-S39-CAB4A | PS-SR-S40-CAB1A
| _A12_C91_94_ | PS-SR-S01-CAB5A | 01-ID-AR-RR04 | 03-ID-AR-RR02 | 03-ID-AR-RR06 | 04-ID-AR-RR04 | 05-ID-AR-RR06 | 07-ID-AR-RR02 | 07-ID-AR-RR06 | 09-ID-AR-RR02 | 09-ID-AR-RR06 | ACIS Door B | 11-ID-AR-RR05 | 13-ID-AR-RR01 | 13-ID-AR-RR06 | 15-ID-AR-RR02 | 15-ID-AR-RR06 | 17-ID-AR-RR02 | 17-ID-AR-RR06 | 19-ID-AR-RR02 | 19-ID-AR-RR06 | 21-ID-AR-RR02 | 21-ID-AR-RR04 | 23-ID-AR-RR02 | 23-ID-AR-RR06 | 25-ID-AR-RR02 | 25-ID-AR-RR06 | 27-ID-AR-RR02 | 27-ID-AR-RR06 | 29-ID-AR-RR02 | 29-ID-AR-RR06 | 31-ID-AR-RR02 | 31-ID-AR-RR04 | 33-ID-AR-RR02 | 33-ID-AR-RR06 | 35-03 | 35-ID-AR-RR04 | PS-SR-S37-CAB3 | PS-SR-S38-CAB3A | PS-SR-S39-CAB5 | PS-SR-S40-CAB2
| _A13_C94_97_ | PS-SR-T1-40&1 | 01-ID-AR-RR05 | 03-SRTUNE | 04-01 | 04-ID-AR-RR05 | 06-01 | PS-SR-S07-CAB1 | 08-01 | PS-SR-S09-CAB1 | 10-01 | PS-SR-S11-CAB1 | 11-ID-AR-RR06 | 13-ID-AR-RR02 | 14-01 | PS-SR-S15-CAB1 | 16-01 | PS-SR-S17-CAB1 | 18-01 | PS-SR-S19-CAB1 | 20-01 | PS-SR-S21-CAB1 | 21-ID-AR-RR05 | PS-SR-S23-CAB1 | 24-01 | ACIS Door D | 26-01 | PS-SR-S27-CAB1 | 28-01 | PS-SR-S29-CAB1 | 30-01 | ACIS Door E | 31-ID-AR-RR05 | PS-SR-S33-CAB1 | 34-01 | 35-04 | 35-ID-AR-RR05 | PS-SR-S37-CAB3A | PS-SR-S38-CAB4 | PS-SR-S39-CAB5A | PS-SR-S40-CAB2A
| _A14_C97_100_ | PS-SR-T2-40&1 | 01-ID-AR-RR06 | ACIS Door-A | 04-02 | 04-ID-AR-RR06 | 06-02 | PS-SR-S07-CAB1A | 08-02 | PS-SR-S09-CAB1A | 10-02 | PS-SR-S11-CAB1A | 11-ID-SR-EMW-RR01 | PS-SR-S13-CAB1 | 14-02 | PS-SR-S15-CAB1A | 16-02 | PS-SR-S17-CAB1A | 18-02 | PS-SR-S19-CAB1A | 20-02 | PS-SR-S21-CAB1A | 21-ID-AR-RR06 | PS-SR-S23-CAB1A | 24-02 | PS-SR-S25-CAB1 | 26-02 | PS-SR-S27-CAB1A | 28-02 | PS-SR-S29-CAB1A | 30-02 | PS-SR-S31-CAB1 | 31-ID-AR-RR06 | PS-SR-S33-CAB1A | 34-02 | 35-ID-AR-RR01 | 35-ID-AR-RR06 | PS-SR-S37-CAB4 | PS-SR-S38-CAB4A | PS-SR-T1-38&39 | PS-SR-S40-CAB3
| _A15_C100_103_ | PS-SR-T4-40&1 | 02-00 | DG-RR-03-05 | 04-03 | 05-01 | 06-03 | PS-SR-S07-CAB2 | 08-03 | PS-SR-S09-CAB2 | 10-03 | PS-SR-S11-CAB2 | 11-ID-SR-EMW-RR02 | PS-SR-S13-CAB1A | 14-03 | PS-SR-S15-CAB2 | 16-03 | PS-SR-S17-CAB2 | 18-03 | PS-SR-S19-CAB2 | 20-03 | PS-SR-S21-CAB2 | 22-01 | PS-SR-S23-CAB2 | 24-03 | PS-SR-S25-CAB1A | 26-03 | PS-SR-S27-CAB2 | 28-03 | PS-SR-S29-CAB2 | 30-03 | PS-SR-S31-CAB1A | 32-01 | PS-SR-S33-CAB2 | 34-03 | 35-ID-AR-RR02 | 35-ID-AR-RR07 | PS-SR-S37-CAB4A | PS-SR-S38-CAB5 | PS-SR-T2-38&39 | PS-SR-S40-CAB3A
| _A16_C103_106_ | RF1 RACK 11 | 02-01 | PS-SR-S03-CAB1 | 04-04 | 05-ID-A (FOE) | 06-04 | PS-SR-S07-CAB2A | 08-04 | PS-SR-S09-CAB2A | 10-04 | PS-SR-S11-CAB2A | 11-ID-SR-EMW-RR03 | PS-SR-S13-CAB2 | 14-04 | PS-SR-S15-CAB2A | 16-04 | PS-SR-S17-CAB2A | 18-04 | PS-SR-S19-CAB2A | 20-04 | PS-SR-S21-CAB2A | 22-02 | PS-SR-S23-CAB2A | 24-04 | PS-SR-S25-CAB2 | 26-04 | PS-SR-S27-CAB2A | 28-04 | PS-SR-S29-CAB2A | 30-04 | PS-SR-S31-CAB2 | 32-02 | PS-SR-S33-CAB2A | 34-04 | PS-SR-S35-CAB1 | 35-ID-AR-RR08 | PS-SR-S37-CAB5 | PS-SR-S38-CAB5A | RF4 Rack 11 | PS-SR-S40-CAB4
| _A17_C106_109_ | RF1 RACK 12 | 02-02 | PS-SR-S03-CAB1A | 04-05 | 05-ID-AR-RR01 | 06-ID-AR-RR01 | PS-SR-S07-CAB3 | 08-ID-AR-RR01 | PS-SR-S09-CAB3 | 10-BM-AR-RR01 | PS-SR-S11-CAB3 | 12-01 | PS-SR-S13-CAB2A | 14-ID-AR-RR01 | PS-SR-S15-CAB3 | 16-ID-A (FOE) | PS-SR-S17-CAB3 | 18-ID-AR-RR01 | PS-SR-S19-CAB3 | 20-ID-AR-RR01 | PS-SR-S21-CAB3 | 22-03 | PS-SR-S23-CAB3 | 24-ID-AR-RR01 | PS-SR-S25-CAB2A | 26-ID-AR-RR01 | PS-SR-S27-CAB3 | 28-ID-AR-RR01 | PS-SR-S29-CAB3 | 30-ID-AR-RR01 | PS-SR-S31-CAB2A | 32-03 | PS-SR-S33-CAB3 | 34-ID-AR-RR01 | PS-SR-S35-CAB1A | 35-ID-AR-RR09 | PS-SR-S37-CAB5A | PS-SR-T3-38&39 | RF4 Rack 12 | PS-SR-S40-CAB4A
| _A18_C109_112_ | S40-RF-VAC-TABLE | 02-03 | PS-SR-S03-CAB2 | 04-06 | 05-ID-AR-RR02 | 06-ID-AR-RR02 | PS-SR-S07-CAB3A | 08-ID-AR-RR02 | PS-SR-S09-CAB3A | 10-ID-AR-RR01 | PS-SR-S11-CAB3A | 12-02 | PS-SR-S13-CAB3 | 14-ID-AR-RR02 | PS-SR-S15-CAB3A | 16-ID-AR-RR01 | PS-SR-S17-CAB3A | 18-ID-AR-RR02 | PS-SR-S19-CAB3A | 20-ID-AR-RR02 | PS-SR-S21-CAB3A | 22-04 | PS-SR-S23-CAB3A | 24-ID-AR-RR02 | PS-SR-S25-CAB3 | 26-ID-AR-RR02 | PS-SR-S27-CAB3A | 28-ID-AR-RR02 | PS-SR-S29-CAB3A | 30-ID-AR-RR02 | PS-SR-S31-CAB3 | 32-04 | PS-SR-S33-CAB3A | 34-ID-AR-RR02 | PS-SR-S35-CAB2 | 36-00 | PS-SR-T1-36&37 | PS-SR-T4-38&39 | S38-ACIS-Enclosure | PS-SR-S40-CAB5
| _A19_C112_115_ | S40-ACIS-Enclosure | 02-04 | PS-SR-S03-CAB2A | 04-ID-AR-RR01 | PS-SR-S05-CAB1 | DG-RR-06-05 | PS-SR-S07-CAB4 | PS-SR-S08-CAB1 | PS-SR-S09-CAB4 | 10-ID-AR-RR02 | PS-SR-S11-CAB4 | 12-03 | PS-SR-S13-CAB3A | PS-SR-S14-CAB1 | PS-SR-S15-CAB4 | 16-ID-AR-RR02 | PS-SR-S17-CAB4 | ACIS Door C | PS-SR-S19-CAB4 | PS-SR-S20-CAB1 | PS-SR-S21-CAB4 | 22-ID-AR-RR01 | PS-SR-S23-CAB4 | PS-SR-S24-CAB1 | PS-SR-S25-CAB3A | PS-SR-S26-CAB1 | PS-SR-S27-CAB4 | PS-SR-S28-CAB1 | PS-SR-S29-CAB4 | PS-SR-S30-CAB1 | PS-SR-S31-CAB3A | 32-ID-AR-RR01 | PS-SR-S33-CAB4 | PS-SR-S34-CAB1 | PS-SR-S35-CAB2A | 36-01 | PS-SR-T2-36&37 | RF3 Rack 11 | SR-RR 38&39 | PS-SR-S40-CAB5A
| _A20_C115_118_ | SR-RR 40&01 | 02-ID-AR-RR01 | PS-SR-S03-CAB3 | 04-ID-AR-RR02 | PS-SR-S05-CAB1A | DG-RR-06-06 | PS-SR-S07-CAB4A | PS-SR-S08-CAB1A | PS-SR-S09-CAB4A | PS-SR-S10-CAB1 | PS-SR-S11-CAB4A | 12-04 | PS-SR-S13-CAB4 | PS-SR-S14-CAB1A | PS-SR-S15-CAB4A | PS-SR-S16-CAB1 | PS-SR-S17-CAB4A | PS-SR-S18-CAB1 | PS-SR-S19-CAB4A | PS-SR-S20-CAB1A | PS-SR-S21-CAB4A | 22-ID-AR-RR02 | PS-SR-S23-CAB4A | PS-SR-S24-CAB1A | PS-SR-S25-CAB4 | PS-SR-S26-CAB1A | PS-SR-S27-CAB4A | PS-SR-S28-CAB1A | PS-SR-S29-CAB4A | PS-SR-S30-CAB1A | PS-SR-S31-CAB4 | 32-ID-AR-RR02 | PS-SR-S33-CAB4A | PS-SR-S34-CAB1A | PS-SR-S35-CAB3 | 36-02 | RF2 Rack 11 | RF3 Rack 12 |  | PS-SR-T3-40&01
| _A21_C118_121_ |  | 02-ID-AR-RR02 | PS-SR-S03-CAB3A | PS-SR-S04-CAB1 | PS-SR-S05-CAB2 | GSA RACK 2 | PS-SR-S07-CAB5 | PS-SR-S08-CAB2 | PS-SR-S09-CAB5 | PS-SR-S10-CAB1A | PS-SR-S11-CAB5 | 12-ID-AR-RR01 | PS-SR-S13-CAB4A | PS-SR-S14-CAB2 | PS-SR-S15-CAB5 | PS-SR-S16-CAB1A | PS-SR-S17-CAB5 | PS-SR-S18-CAB1A | PS-SR-S19-CAB5 | PS-SR-S20-CAB2 | PS-SR-S21-CAB5 | PS-SR-S22-CAB1 | PS-SR-S23-CAB5 | PS-SR-S24-CAB2 | PS-SR-S25-CAB4A | PS-SR-S26-CAB2 | PS-SR-S27-CAB5 | PS-SR-S28-CAB2 | PS-SR-S29-CAB5 | PS-SR-S30-CAB2 | PS-SR-S31-CAB4A | PS-SR-S32-CAB1 | PS-SR-S33-CAB5 | PS-SR-S34-CAB2 | PS-SR-S35-CAB3A | 36-03 | RF2 Rack 12 | S37-RF-VAC-TABLE |  | RR-SR-INJ1
| _A22_C121_124_ |  | DG-RR-02-05 | PS-SR-S03-CAB4 | PS-SR-S04-CAB1A | PS-SR-S05-CAB2A | PS-SR-S06-CAB1 | PS-SR-S07-CAB5A | PS-SR-S08-CAB2A | PS-SR-S09-CAB5A | PS-SR-S10-CAB2 | PS-SR-S11-CAB5A | 12-ID-AR-RR02 | PS-SR-S13-CAB5 | PS-SR-S14-CAB2A | PS-SR-S15-CAB5A | PS-SR-S16-CAB2 | PS-SR-S17-CAB5A | PS-SR-S18-CAB2 | PS-SR-S19-CAB5A | PS-SR-S20-CAB2A | PS-SR-S21-CAB5A | PS-SR-S22-CAB1A | PS-SR-S23-CAB5A | PS-SR-S24-CAB2A | PS-SR-S25-CAB5 | PS-SR-S26-CAB2A | PS-SR-S27-CAB5A | PS-SR-S28-CAB2A | PS-SR-S29-CAB5A | PS-SR-S30-CAB2A | PS-SR-S31-CAB5 | PS-SR-S32-CAB1A | PS-SR-S33-CAB5A | PS-SR-S34-CAB2A | PS-SR-S35-CAB4 | 36-04 | S36-ACIS-Enclosure | S37-ACIS-Enclosure |  | S39-IK2
| _A23_C124_127_ |  | DG-RR-02-06 | PS-SR-S03-CAB4A | PS-SR-S04-CAB2 | PS-SR-S05-CAB3 | PS-SR-S06-CAB1A | PS-SR-T1-6&7 | PS-SR-S08-CAB3 | PS-SR-T1-8&9 | PS-SR-S10-CAB2A | PS-SR-T1-10&11 | PS-SR-S12-CAB1 | PS-SR-S13-CAB5A | PS-SR-S14-CAB3 | PS-SR-T1-14&15 | PS-SR-S16-CAB2A | PS-SR-T1-16&17 | PS-SR-S18-CAB2A | PS-SR-T1-18&19 | PS-SR-S20-CAB3 | PS-SR-T1-20&21 | PS-SR-S22-CAB2 | PS-SR-T1-22&23 | PS-SR-S24-CAB3 | PS-SR-S25-CAB5A | PS-SR-S26-CAB3 | PS-SR-T1-26&27 | PS-SR-S28-CAB3 | PS-SR-T1-28&29 | PS-SR-S30-CAB3 | PS-SR-S31-CAB5A | PS-SR-S32-CAB2 | PS-SR-T1-32&33 | PS-SR-S34-CAB3 | PS-SR-S35-CAB4A | DGRR 35-05 | S36-PING | S38-RF-VAC-TABLE |  | S39-IK3
| _A24_C127_130_ |  | PS-SR-S02-CAB1 | PS-SR-S03-CAB5 | PS-SR-S04-CAB2A | PS-SR-S05-CAB3A | PS-SR-S06-CAB2 | PS-SR-T2-6&7 | PS-SR-S08-CAB3A | PS-SR-T2-8&9 | PS-SR-S10-CAB3 | PS-SR-T2-10&11 | PS-SR-S12-CAB1A | PS-SR-T1-12&13 | PS-SR-S14-CAB3A | PS-SR-T2-14&15 | PS-SR-S16-CAB3 | PS-SR-T2-16&17 | PS-SR-S18-CAB3 | PS-SR-T2-18&19 | PS-SR-S20-CAB3A | PS-SR-T2-20&21 | PS-SR-S22-CAB2A | PS-SR-T2-22&23 | PS-SR-S24-CAB3A | PS-SR-T1-24&25 | PS-SR-S26-CAB3A | PS-SR-T2-26&27 | PS-SR-S28-CAB3A | PS-SR-T2-28&29 | PS-SR-S30-CAB3A | PS-SR-T1-30&31 | PS-SR-S32-CAB2A | PS-SR-T2-32&33 | PS-SR-S34-CAB3A | PS-SR-S35-CAB5 | DGRR 35-06 | S36-RF-VAC-TABLE | S37-38-AF-Cabinet |  | S39IS1
| _A25_C130_133_ |  | PS-SR-S02-CAB1A | PS-SR-S03-CAB5A | PS-SR-S04-CAB3 | PS-SR-S05-CAB4 | PS-SR-S06-CAB2A | PS-SR-T3-6&7 | PS-SR-S08-CAB4 | PS-SR-T3-8&9 | PS-SR-S10-CAB3A | PS-SR-T3-10&11 | PS-SR-S12-CAB2 | PS-SR-T2-12&13 | PS-SR-S14-CAB4 | PS-SR-T3-14&15 | PS-SR-S16-CAB3A | PS-SR-T3-16&17 | PS-SR-S18-CAB3A | PS-SR-T3-18&19 | PS-SR-S20-CAB4 | PS-SR-T3-20&21 | PS-SR-S22-CAB3 | PS-SR-T3-22&23 | PS-SR-S24-CAB4 | PS-SR-T2-24&25 | PS-SR-S26-CAB4 | PS-SR-T3-26&27 | PS-SR-S28-CAB4 | PS-SR-T3-28&29 | PS-SR-S30-CAB4 | PS-SR-T2-30&31 | PS-SR-S32-CAB3 | PS-SR-T3-32&33 | PS-SR-S34-CAB4 | PS-SR-S35-CAB5A | IOCS XDRU:5 | SR-RR 36&37 | RF4 Rack 11 |  | S39IS2
| _A26_C133_136_ |  | PS-SR-S02-CAB2 | PS-SR-T1-2&3 | PS-SR-S04-CAB3A | PS-SR-S05-CAB4A | PS-SR-S06-CAB3 | PS-SR-T4-6&7 | PS-SR-S08-CAB4A | PS-SR-T4-8&9 | PS-SR-S10-CAB4 | PS-SR-T4-10&11 | PS-SR-S12-CAB2A | PS-SR-T3-12&13 | PS-SR-S14-CAB4A | PS-SR-T4-14&15 | PS-SR-S16-CAB4 | PS-SR-T4-16&17 | PS-SR-S18-CAB4 | PS-SR-T4-18&19 | PS-SR-S20-CAB4A | PS-SR-T4-20&21 | PS-SR-S22-CAB3A | PS-SR-T4-22&23 | PS-SR-S24-CAB4A | PS-SR-T3-24&25 | PS-SR-S26-CAB4A | PS-SR-T4-26&27 | PS-SR-S28-CAB4A | PS-SR-T4-28&29 | PS-SR-S30-CAB4A | PS-SR-T3-30&31 | PS-SR-S32-CAB3A | PS-SR-T4-32&33 | PS-SR-S34-CAB4A | PS-SR-T1-34&35 | PS-SR-S36-CAB1 | SR-RR-INJ2 | RF4 Rack 12 |  | S39-ACIS-Enclosure
| _A27_C136_139_ |  | PS-SR-S02-CAB2A | PS-SR-T2-2&3 | PS-SR-S04-CAB4 | PS-SR-S05-CAB5 | PS-SR-S06-CAB3A | S06-SCU-ID | PS-SR-S08-CAB5 | S08-ACIS-Enclosure | PS-SR-S10-CAB4A | S10-ACIS-Enclosure | PS-SR-S12-CAB3 | PS-SR-T4-12&13 | PS-SR-S14-CAB5 | S14-ACIS-Enclosure | PS-SR-S16-CAB4A | S16-ACIS-Enclosure | PS-SR-S18-CAB4A | S18-ACIS-Enclosure | PS-SR-S20-CAB5 | S20-ACIS-Enclosure | PS-SR-S22-CAB4 | S22-ACIS-Enclosure | PS-SR-S24-CAB5 | PS-SR-T4-24&25 | PS-SR-S26-CAB5 | S26-ACIS-Enclosure | PS-SR-S28-CAB5 | S28-ACIS-Enclosure | PS-SR-S30-CAB5 | PS-SR-T4-30&31 | PS-SR-S32-CAB4 | S32-ACIS-Enclosure | PS-SR-S34-CAB5 | PS-SR-T2-34&35 | PS-SR-S36-CAB1A | S37_Cavity1 | S38_Cavity1 |  | S40IK4
| _A28_C139_142_ |  | PS-SR-S02-CAB3 | PS-SR-T3-2&3 | PS-SR-S04-CAB4A | PS-SR-S05-CAB5A | PS-SR-S06-CAB4 | S06-ACIS-Enclosure | PS-SR-S08-CAB5A | SR-RR 08&09 | PS-SR-S10-CAB5 | SR-RR 10&11 | PS-SR-S12-CAB3A | S12-ACIS-Enclosure | PS-SR-S14-CAB5A | SR-RR 14&15 | PS-SR-S16-CAB5 | SR-RR 16&17 | PS-SR-S18-CAB5 | SR-RR 18&19 | PS-SR-S20-CAB5A | SR-RR 20&21 | PS-SR-S22-CAB4A | SR-RR 22&23 | PS-SR-S24-CAB5A | S24-ACIS-Enclosure | PS-SR-S26-CAB5A | SR-RR 26&27 | PS-SR-S28-CAB5A | SR-RR 28&29 | PS-SR-S30-CAB5A | S30-ACIS-Enclosure | PS-SR-S32-CAB4A | SR-RR 32&33 | PS-SR-S34-CAB5A | PS-SR-T3-34&35 | PS-SR-S36-CAB2 | S37_Cavity2 | S38_Cavity2 |  | S39-40-AF-Cabinet
| _A29_C142_145_ |  | PS-SR-S02-CAB3A | PS-SR-T4-2&3 | PS-SR-S04-CAB5 | PS-SR-T1-4&5 | PS-SR-S06-CAB4A | SR-RR 06&07 | S07-ACIS-Enclosure |  | PS-SR-S10-CAB5A |  | PS-SR-S12-CAB4 | SR-RR 12&13 | S13-ACIS-Enclosure |  | PS-SR-S16-CAB5A |  | PS-SR-S18-CAB5A |  | S19-ACIS-Enclosure |  | PS-SR-S22-CAB5 |  | S23-ACIS-Enclosure | SR-RR 24&25 | S25-ACIS-Enclosure |  | S27-ACIS-Enclosure |  | S29-IEX-ID | SR-RR 30&31 | PS-SR-S32-CAB5 |  | S33-ACIS-Enclosure | PS-SR-T4-34&35 | PS-SR-S36-CAB2A | S37_Cavity3 | S38_Cavity3 |  | RF1 Rack 11
| _A30_C145_148_ |  | PS-SR-S02-CAB4 | S02-ACIS-Enclosure | PS-SR-S04-CAB5A | PS-SR-T2-4&5 | PS-SR-S06-CAB5 |  | S07-09-AF-Cabinet |  | S09-ACIS-Enclosure |  | PS-SR-S12-CAB4A |  | S13-14-AF-Cabinet |  | S15-ACIS-Enclosure |  | S17-ACIS-Enclosure |  | S19-20-AF-Cabinet |  | PS-SR-S22-CAB5A |  | S23-24-AF-Cabinet |  | S25-26-AF-Cabinet |  | S27-28-AF-Cabinet |  | S29-ACIS-Enclosure |  | PS-SR-S32-CAB5A |  | S33-34-AF-Cabinet | S34-ACIS-Enclosure | PS-SR-S36-CAB3 | S37_Cavity4 | S38_Cavity4 |  | RF1 Rack 12
| _A31_C148_151_ |  | PS-SR-S02-CAB4A | SR-RR 02&03 | S03-ACIS-Enclosure | PS-SR-T3-4&5 | PS-SR-S06-CAB5A |  |  |  | S09-10-AF-Cabinet |  | PS-SR-S12-CAB5 |  |  |  | S15-16-AF-Cabinet |  | S17-18-AF-Cabinet |  |  |  | S21-ACIS-Enclosure | [7 empty] | S29-30-AF-Cabinet |  | S31-32-AF-Cabinet |  |  | SR-RR 34&35 | PS-SR-S36-CAB3A | S37JB1 | S38JB1 |  | S40_Cavity1
| _A32_C151_154_ |  | PS-SR-S02-CAB5 |  | S03-04-AF-Cabinet | PS-SR-T4-4&5 | S05-ACIS-Enclosure | [5 empty] | PS-SR-S12-CAB5A | [5 empty] | 17-18-ROUGH_PUMP |  |  |  | S21-22-AF-Cabinet | [9 empty] | S31-ACIS-Enclosure |  |  |  | PS-SR-S36-CAB4 | S37JB2 | S38JB2 |  | S40_Cavity2
| _A33_C154_157_ |  | PS-SR-S02-CAB5A |  |  | S04-ACIS-Enclosure | S05-06-AF-Cabinet | [5 empty] | S11-ACIS-Enclosure | [23 empty] | PS-SR-S36-CAB4A |  | 37-38-ROUGH_PUMP |  | S40_Cavity3
| _A34_C157_160_ |  | S01-ACIS-Enclosure |  |  | SR-RR 04&05 | [6 empty] | S11-12-AF-Cabinet | [23 empty] | PS-SR-S36-CAB5 |  |  |  | S40_Cavity4
| _A35_C160_163_ |  | S01-02-AF-Cabinet | [33 empty] | PS-SR-S36-CAB5A |  |  |  | S40JB1
| _A36_C163_166_ | [35 empty] | PS-SR-T3-36&37 |  |  |  | S40JB2
| _A37_C166_169_ | [35 empty] | PS-SR-T4-36&37
| _A38_C169_52_ | [35 empty] | S35-ACIS-Enclosure
| _A39_C52_55_ | [35 empty] | S35-36-AF-Cabinet
| _A40_C55_58_ | [35 empty] | RF2 Rack 11
RF2 Rack 12
S36_Cavity1
S36_Cavity2
S36_Cavity3
S36_Cavity4
S36JB1
S36JB2
SR Mezz Area-02
SR Mezz Area-03
SR Mezz Area-01

## SR_Room
SR_R | _420_A005_ | _420_A014_ | _401_MCR_ | _412_B107_ | _412_B111_ICR_ | _401_D1109_ | _420_HighBay_ | _420_Sector36_ | _420_Sector37_ | _420_Sector38_ | _420_Sector40_ | _420_RF2_ | _420_RF3_ | _420_RF4_ | _420_RF5_ | _420_RF6_ | _420_CRYO_CR_ | _EAA_CRYO_LR_ | _MP_Helium_Tank
_401_D1109_ | RR01 | RR01 | RR01 | RR01 | RR01 | RR1A | S38 Rack 6 | RF2-6 | RF3-6 | RF4-6 | RF1-6 | RF1-1 | RF3-1 | RF4-1 | RF5-1 |  | BOX 2 | BOX 1
_401_MCR_ | RR02 | RR02 | RR02 | RR02 | RR02 | RR1B | S38 Rack 7 | RF2-7 | RF3-7 | RF4-7 | RF1-7 | RF1-2 | RF3-2 | RF4-2 | RF5-2 |  | BOX 5 | BOX 3
_412_B107_ | RR03 | RR03 | RR03 | RR03 | RR03 | RR1C | S38 Rack 8 | RF2-8 | RF3-8 | RF4-8 | RF1-8 | RF1-3 | RF3-3 | RF4-3 | RF5-3 |  | BOX 6 | BOX 4
_412_B111_ICR_ | RR04 | RR04 | RR04 | RR04 | RR04 | RR1D | S38 Rack 9 | RF2-9 | RF3-9 | RF4-9 | RF1-9 | RF1-4 | RF3-4 | RF4-4 | RF5-4 |  | BOX 7 | BOX 10
*_412_B103_ (?) | RR05 | RR05 | RR05 | RR05 | RR05 | RR2A | S38 Rack 10 | RF2-10 | RF3-10 | RF4-10 | RF1-10 | RF1-5 | RF3-5 | RF4-5 | RF5-5 |  | BOX 8 | BOX 11
_420_A004_ | RR06 | RR06 | RR06 | RR06 | RR06 | RR2B |  | S36JB3 | S37JB3 | S38JB3 | S40JB3 | [5 empty] | BOX 9
_420_A005_ | RR07 | RR07 | RR07 | RR07 | RR07 | RR2C | [10 empty] | BOX 12
_420_A014_ | RR08 | RR08 | RR08 | RR08 | RR08 | RR2D | [10 empty] | BOX 13
_420_A015_ | RR09 | RR09 | RR09 | RR09 | RR09 | RR2E | [10 empty] | BOX 14
_420_HighBay_ | RR10 | RR10 | RR10 | RR10 | RR10 | RR3A
_420_Sector36_ | RR | RR11 | RR11 | RR11 | RR11 | RR3B
_420_Sector37_ | RR | RR12 | RR12 | RR12 | RR12 | RR3C
_420_Sector38_ | RR | RR13 | D1128A:RR13 | RR13 | RR13 | RR3D
_420_Sector40_ |  | RR14 | D1128A:RR14 | RR14 | RR14 | RR3E
_420_RF2_ |  | RR15 | D1128A:BackWall |  | RR15 | RR3F
_420_RF3_ |  | RR16 | MPEOB_BOX |  | RR16 | RR3G
_420_RF4_ |  | RR17 |  |  | RR17 | RR3H
_420_RF5_ |  | RR18 |  |  | RR3A | RR4A
_420_RF6_ |  | RR19 |  |  | RR3B | RR4B
_420_CRYO_CR_ |  |  |  |  | RR3C | RR4C
_EAA_CRYO_LR_ |  |  |  |  | RR3D | RR4D
_MP_Helium_Tank |  |  |  |  | RR3E | RR4E
[5 empty] | RR3F | RR4F
| _420_A004_ | _RACK_AREA_ | _PS_CAB_SLOT_ |  | RR3G | RR4G
| M1 (power supply) | ph | a |  | RR4A | RR4H
| M2 (power supply) | high | b |  | RR4B | RR4I
| Rack (with no name) | mid | 1 |  | RR4C | RR5C
|  | low | 2 |  | RR4D | RR5D
|  |  | 3 |  | RR4E | RR5E
|  |  | 4 |  | RR4F | RR5F
|  |  | 5 |  | RR4G | RR5G
|  |  | 6 |  |  | RR5H
|  |  | 7 |  |  | RR5I
|  |  | 8 |  |  | RR5J
RR5K
RR6D
RR6E
RR6F
RR6G
RR6H
RR6I
RR6J
RR6K
RR6L
RR7D
RR7E
RR7F
RR7G
RR7H
RR7I
RR7J
RR8E
RR8F
RR8G
RR8H
RR8I
RR8J
RR8K
RR8L
RR8M
RR8N
RR8O
RR9A
RR9B
RR9C
RR9D
RR9E
RR9F
RR9G
RR9H

## SR_Tunnel
SR_T | _S01_ | _S02_ | _S03_ | _S04_ | _S05_ | _S06_ | _S07_ | _S08_ | _S09_ | _S10_ | _S11_ | _S12_ | _S13_ | _S14_ | _S15_ | _S16_ | _S17_ | _S18_ | _S19_ | _S20_ | _S21_ | _S22_ | _S23_ | _S24_ | _S25_ | _S26_ | _S27_ | _S28_ | _S29_ | _S30_ | _S31_ | _S32_ | _S33_ | _S34_ | _S35_ | _S36_ | _S37_ | _S38_ | _S39_ | _S40_
_S01_ | S01_DLMA | S02_DLMA | S03_DLMA | S04_DLMA | S05_DLMA | S06_DLMA | S07_DLMA | S08_DLMA | S09_DLMA | S10_DLMA | S11_DLMA | S12_DLMA | S13_DLMA | S14_DLMA | S15_DLMA | S16_DLMA | S17_DLMA | S18_DLMA | S19_DLMA | S20_DLMA | S21_DLMA | S22_DLMA | S23_DLMA | S24_DLMA | S25_DLMA | S26_DLMA | S27_DLMA | S28_DLMA | S29_DLMA | S30_DLMA | S31_DLMA | S32_DLMA | S33_DLMA | S34_DLMA | S35_DLMA | S36_DLMA | S37_DLMA | S38_DLMA | S39_DLMA | S40_DLMA
_S02_ | S01_QMQA | S02_QMQA | S03_QMQA | S04_QMQA | S05_QMQA | S06_QMQA | S07_QMQA | S08_QMQA | S09_QMQA | S10_QMQA | S11_QMQA | S12_QMQA | S13_QMQA | S14_QMQA | S15_QMQA | S16_QMQA | S17_QMQA | S18_QMQA | S19_QMQA | S20_QMQA | S21_QMQA | S22_QMQA | S23_QMQA | S24_QMQA | S25_QMQA | S26_QMQA | S27_QMQA | S28_QMQA | S29_QMQA | S30_QMQA | S31_QMQA | S32_QMQA | S33_QMQA | S34_QMQA | S35_QMQA | S36_QMQA | S37_QMQA | S38_QMQA | S39_QMQA | S40_QMQA
_S03_ | S01_FODO | S02_FODO | S03_FODO | S04_FODO | S05_FODO | S06_FODO | S07_FODO | S08_FODO | S09_FODO | S10_FODO | S11_FODO | S12_FODO | S13_FODO | S14_FODO | S15_FODO | S16_FODO | S17_FODO | S18_FODO | S19_FODO | S20_FODO | S21_FODO | S22_FODO | S23_FODO | S24_FODO | S25_FODO | S26_FODO | S27_FODO | S28_FODO | S29_FODO | S30_FODO | S31_FODO | S32_FODO | S33_FODO | S34_FODO | S35_FODO | S36_FODO | S37_FODO | S38_FODO | S39_FODO | S40_FODO
_S04_ | S01_QMQB | S02_QMQB | S03_QMQB | S04_QMQB | S05_QMQB | S06_QMQB | S07_QMQB | S08_QMQB | S09_QMQB | S10_QMQB | S11_QMQB | S12_QMQB | S13_QMQB | S14_QMQB | S15_QMQB | S16_QMQB | S17_QMQB | S18_QMQB | S19_QMQB | S20_QMQB | S21_QMQB | S22_QMQB | S23_QMQB | S24_QMQB | S25_QMQB | S26_QMQB | S27_QMQB | S28_QMQB | S29_QMQB | S30_QMQB | S31_QMQB | S32_QMQB | S33_QMQB | S34_QMQB | S35_QMQB | S36_QMQB | S37_QMQB | S38_QMQB | S39_QMQB | S40_QMQB
_S05_ | S01_DLMB | S02_DLMB | S03_DLMB | S04_DLMB | S05_DLMB | S06_DLMB | S07_DLMB | S08_DLMB | S09_DLMB | S10_DLMB | S11_DLMB | S12_DLMB | S13_DLMB | S14_DLMB | S15_DLMB | S16_DLMB | S17_DLMB | S18_DLMB | S19_DLMB | S20_DLMB | S21_DLMB | S22_DLMB | S23_DLMB | S24_DLMB | S25_DLMB | S26_DLMB | S27_DLMB | S28_DLMB | S29_DLMB | S30_DLMB | S31_DLMB | S32_DLMB | S33_DLMB | S34_DLMB | S35_DLMB | S36_DLMB | S37_DLMB | S38_DLMB | S39_DLMB | S40_DLMB
_S06_ | S01_ID | S02_ID | S03_ID | S04_ID | S05_ID | S06_ID | S07_ID | S08_ID | S09_ID | S10_ID | S11_ID | S12_ID | S13_ID | S14_ID | S15_ID | S16_ID | S17_ID | S18_ID | S19_ID | S20_ID | S21_ID | S22_ID | S23_ID | S24_ID | S25_ID | S26_ID | S27_ID | S28_ID | S29_ID | S30_ID | S31_ID | S32_ID | S33_ID | S34_ID | S35_ID | S36_ID | S37_ID | S38_ID | S39_ID | S40_ID
_S07_ | S01_BMFE | S02_BMFE | S03_BMFE | S04_BMFE | S05_BMFE | S06_BMFE | S07_BMFE | S08_BMFE | S09_BMFE | S10_BMFE | S11_BMFE | S12_BMFE | S13_BMFE | S14_BMFE | S15_BMFE | S16_BMFE | S17_BMFE | S18_BMFE | S19_BMFE | S20_BMFE | S21_BMFE | S22_BMFE | S23_BMFE | S24_BMFE | S25_BMFE | S26_BMFE | S27_BMFE | S28_BMFE | S29_BMFE | S30_BMFE | S31_BMFE | S32_BMFE | S33_BMFE | S34_BMFE | S35_BMFE | S36_Cavity1 | S37_Cavity1 | S38_JB4 |  | S40_Cavity1
_S08_ | S01_IDFE | S02_IDFE | S03_IDFE | S04_IDFE | S05_IDFE | S06_IDFE | S07_IDFE | S08_IDFE | S09_IDFE | S10_IDFE | S11_IDFE | S12_IDFE | S13_IDFE | S14_IDFE | S15_IDFE | S16_IDFE | S17_IDFE | S18_IDFE | S19_IDFE | S20_IDFE | S21_IDFE | S22_IDFE | S23_IDFE | S24_IDFE | S25_IDFE | S26_IDFE | S27_IDFE | S28_IDFE | S29_IDFE | S30_IDFE | S31_IDFE | S32_IDFE | S33_IDFE | S34_IDFE | S35_IDFE | S36_Cavity2 | S37_Cavity2 | S38_BLS |  | S40_Cavity2
_S01_ _S02_ _S03_ _S04_ _S05_ _S06_ _S07_ _S08_: _S09_ | S36_Cavity3 | S37_Cavity3 |  |  | S40_Cavity3
_S01_ _S02_ _S03_ _S04_ _S05_ _S06_ _S07_ _S08_: _S10_ | S36_Cavity4 | S37_Cavity4 |  |  | S40_Cavity4
_S01_ _S02_ _S03_ _S04_ _S05_ _S06_ _S07_ _S08_: _S11_ | S36_JB4 | S37_JB4 |  |  | S40_JB4
_S01_ _S02_ _S03_ _S04_ _S05_ _S06_ _S07_ _S08_: _S12_ | BLS/TFB/LFB/Kicker/ | BLS/TFB/LFB/Kicker/ | BLS/TFB/LFB/Kicker/ | BLS/TFB/LFB/Kicker/ | BLS/TFB/LFB/Kicker/
_S01_ _S02_ _S03_ _S04_ _S05_ _S06_ _S07_ _S08_: _S13_; S16_DLMA S16_QMQA S16_FODO S16_QMQB S16_DLMB S16_ID S16_BMFE S16_IDFE: Snn_DLMA; S17_DLMA S17_QMQA S17_FODO S17_QMQB S17_DLMB S17_ID S17_BMFE S17_IDFE: Snn_QMQA; S18_DLMA S18_QMQA S18_FODO S18_QMQB S18_DLMB S18_ID S18_BMFE S18_IDFE: Snn_FODO; S19_DLMA S19_QMQA S19_FODO S19_QMQB S19_DLMB S19_ID S19_BMFE S19_IDFE: Snn_QMQB; S20_DLMA S20_QMQA S20_FODO S20_QMQB S20_DLMB S20_ID S20_BMFE S20_IDFE: Snn_DLMB; S21_DLMA S21_QMQA S21_FODO S21_QMQB S21_DLMB S21_ID S21_BMFE S21_IDFE: Snn_ID; S22_DLMA S22_QMQA S22_FODO S22_QMQB S22_DLMB S22_ID S22_BMFE S22_IDFE: Snn_BMFE; S23_DLMA S23_QMQA S23_FODO S23_QMQB S23_DLMB S23_ID S23_BMFE S23_IDFE: Snn_IDFE | Injection/Extraction | Injection/Extraction | Injection/Extraction | Injection/Extraction | Injection/Extraction
_S14_ | [15 empty] | A:PLTH | A:VC11 | A:P5 | B:VC10 | B:PLTH | US:2M | ACIS FE Enclosure | ACIS FE Enclosure
_S15_ | [15 empty] | A:P0 | A:Q6 | A:VC14 | B:Q7 | B:P4 | DS:2M | Be Windows | BIV
_S16_ | [15 empty] | A:GV1 | A:Q6:TS1 | A:M3 | B:Q7:TC1 | B:VC7 | US:4M | BIV | 1st Collimator
_S17_ | [15 empty] | A:VC1 | A:Q6:TC1 | A:M3:TS1 | B:Q7:TS1 | B:V3 | DS:4M | BPM 1 | Ratchet Door
_S18_ | [15 empty] | A:Q1 | A:VC12 | A:M3:TC1 | B:H7 | B:H3 | US:4MR | BPM 2 | E-stop, Door, SS
_S19_ |  | S24_ DLMA | S25_DLMA | S26_DLMA | [11 empty] | A:Q1:TS1 | A:M2 | A:M3T | B:V7 | B:S3:TC1 | DS:4MR | Ratchet Door | Exit Collimator
_S20_ |  | S24_ QMQA | S25_QMQA | S26_QMQA | [11 empty] | A:Q1:TC1 | A:M2:TS1 | A:VC15 | B:VC9 | B:S3:TS1 | MS:IEX | E-stop, Door, SS | Exit Mask/XBPM2
_S21_ |  | S24_ FODO | S25_FODO | S26_FODO | [11 empty] | A:FH1 | A:M2:TC1 | A:P6 | B:M2 | B:S3 | MS:PS | Exit Table | Exit Table
_S22_ |  | S24_ QMQB | S25_QMQB | S26_QMQB | [11 empty] | A:FV1 | A:EA2 | A:VC16 | B:M2:TC1 | B:SQ2 | US:SCU | FEV | FEV
_S23_ |  | S24_ DLMB | S25_DLMB | S26_DLMB | [11 empty] | A:SQ1 | A:VC13 | A:Q8 | B:M2:TS1 | B:FV2 | DS:SCU | (LP) PS1 | GRID-XBPM ds
_S24_ |  | S24_ ID | S25_ID | S26_ID | [11 empty] | A:P1 | A:Q7 | A:Q8:TS1 | B:CA1 | B:FH2 | MS:SCU | PS2 | GRID-XBPM us
_S25_ |  | S24_ BMFE | S25_BMFE | S26_BMFE | [11 empty] | A:VC2 | A:Q7:TS1 | A:Q8:TC1 | B:VC8 | B:FC2:TC1 | US:CM | SS1 | (LP) PS1
_S26_ |  | S24_ IDFE | S25_IDFE | S26_IDFE | [11 empty] | A:FC1 | A:Q7:TC1 | A:Q8T | B:Q6 | B:FC2:TC2 | DS:CM | SS2 | PS2
_S27_ | [15 empty] | A:FC1:TC1 | A:H7 | A:V8 | B:Q6:TC1 | B:FC2 | MS:CM | SRV | SS1
_S28_ | [15 empty] | A:FC1:TC2 | A:V7 | A:M4 | B:Q6:TS1 | B:Q5:TC1 | US:IDVC | Pass-Thru-Tunnel | SS2
_S29_ | [15 empty] | A:Q2 | M2-BUSBAR | A:M4:TS1 | B:H6 | B:Q5:TS1 | DS:IDVC |  | SRV
_S30_ | [15 empty] | A:Q2:TS1 |  | A:M4:TC1 | B:V6 | B:Q5T | US:HLS |  | Pass-Thru-Tunnel
_S31_ | [15 empty] | A:Q2:TC1 |  | A:M4T | M2-BUSBAR | B:Q5 | DS:HLS
_S32_ | [15 empty] | A:VC3 |  | 3PW |  | B:VC6 | BSS (beam stop)
_S33_ | [15 empty] | A:M1 |  | B:Q8 |  | B:P3
_S34_ | [15 empty] | A:M1:TS1 |  | B:Q8:TS1 |  | B:V2
_S35_ | [15 empty] | A:M1:TC1 |  | B:Q8:TC1 |  | B:H2
_S36_ | [15 empty] | A:VC4 |  | B:Q8T |  | B:S2:TC1
_S37_ | [15 empty] | A:Q3 |  | B:V8 |  | B:S2:TS1
_S38_ | [15 empty] | A:Q3:TS1 |  | B:M3 |  | B:S2
_S39_ | [15 empty] | A:Q3:TC1 |  | B:M3:TS1 |  | B:Q4T
_S40_ | [15 empty] | A:P2 |  | B:M3:TC1 |  | B:Q4:TC1
[16 empty] | A:VC5 |  | B:M3T |  | B:Q4:TS1
[16 empty] | A:S1 |  | B:P6 |  | B:Q4
[16 empty] | A:S1:TS1 |  | B:VC11 |  | B:VC5
[16 empty] | A:S1:TC1 |  | B:P5 |  | B:V1
[16 empty] | A:H1 |  |  |  | B:H1
[16 empty] | A:V1 |  |  |  | B:S1:TC1
[16 empty] | A:VC6 |  |  |  | B:S1:TS1
[16 empty] | A:CA1 |  |  |  | B:S1
[16 empty] | A:VC7 |  |  |  | B:VC5
[16 empty] | A:Q4 |  |  |  | B:P2
[16 empty] | A:Q4:TS1 |  |  |  | B:Q3:TC1
[16 empty] | A:Q4:TC1 |  |  |  | B:Q3:TS1
[16 empty] | A:Q4T |  |  |  | B:Q3
[16 empty] | A:S2 |  |  |  | B:VC4
[16 empty] | A:S2:TS1 |  |  |  | B:M1:TC1
[16 empty] | A:S2:TC1 |  |  |  | B:M1:TS1
[16 empty] | A:H2 |  |  |  | B:M1
[16 empty] | A:V2 |  |  |  | B:VC3
[16 empty] | A:P3 |  |  |  | B:EA1
[16 empty] | A:VC8 |  |  |  | B:Q2:TC1
[16 empty] | A:VC9 |  |  |  | B:Q2:TS1
[16 empty] | A:Q5 |  |  |  | B:Q2
[16 empty] | A:Q5T |  |  |  | B:FC1:TC1
[16 empty] | A:Q5:TS1 |  |  |  | B:FC1:TC2
[16 empty] | A:Q5:TC1 |  |  |  | B:FC1
[16 empty] | A:FC2 |  |  |  | B:VC2
[16 empty] | A:FC2:TC1 |  |  |  | B:FA1
[16 empty] | A:FC2:TC2 |  |  |  | B:P1
[16 empty] | A:FH2 |  |  |  | B:SQ1
[16 empty] | A:FV2 |  |  |  | B:FV1
[16 empty] | A:SQ2 |  |  |  | B:FH1
[16 empty] | A:S3 |  |  |  | B:Q1:TC1
[16 empty] | A:S3:TS1 |  |  |  | B:Q1:TS1
[16 empty] | A:S3:TC1 |  |  |  | B:Q1
[16 empty] | A:H3 |  |  |  | B:VC1
[16 empty] | A:V3 |  |  |  | B:GV1
[16 empty] | A:VC10 |  |  |  | B:P0
[16 empty] | A:P4 |  |  |  | M1-BUSBAR
M1-BUSBAR
THESE ARE SMALL AREAS DEFINED BY THE 5 MAGNET PLINTHS + ID + FEs
25-ID "TRY-Sectors" are 24, 25, and 26.
Snn_ID
Snn_DLMA
Snn_FODO
Snn _DLMB
S(nn-1)_BMFE
S(nn-1)_IDFE
Snn_QMQA
Snn_QMQB

## SR_Utility
SR_U | _U01_C58_61_ | _U02_C61_64_ | _U03_C64_67_ | _U04_C67_70_ | _U05_C70_73_ | _U06_C73_76_ | _U07_C76_79_ | _U08_C79_82_ | _U09_C82_85_ | _U10_C85_88_ | _U11_C88_91_ | _U12_C91_94_ | _U13_C94_97_ | _U14_C97_100_ | _U15_C100_103_ | _U16_C103_106_ | _U17_C106_109_ | _U18_C109_112_ | _U19_C112_115_ | _U20_C115_118_ | _U21_C118_121_ | _U22_C121_124_ | _U23_C124_127_ | _U24_C127_130_ | _U25_C130_133_ | _U26_C133_136_ | _U27_C136_139_ | _U28_C139_142_ | _U29_C142_145_ | _U30_C145_148_ | _U31_C148_151_ | _U32_C151_154_ | _U33_C154_157_ | _U34_C157_160_ | _U35_C160_163_ | _U36_C163_166_ | _U37_C166_169_ | _U38_C169_52_ | _U39_C52_55_ | _U40_C55_58_
_U01_C58_61_ |  | 01-02-MANIFOLD |  | 03-04-MANIFOLD |  | 05-06-MANIFOLD |  | 07-08-MANIFOLD |  | 09-10-MANIFOLD |  | 11-12-MANIFOLD |  | 13-14-MANIFOLD |  | 15-16-MANIFOLD |  | 17-18-MANIFOLD |  | 19-20-MANIFOLD | Comp1 | 21-22-MANIFOLD |  | 23-24-MANIFOLD |  | 25-26-MANIFOLD |  | 27-28-MANIFOLD | Comp1 | 29-30-MANIFOLD |  | 31-32-MANIFOLD |  | 33-34-MANIFOLD |  |  | NO UTILITY AISLE | NO UTILITY AISLE | NO UTILITY AISLE | 39-40-MANIFOLD
_U02_C61_64_ |  | 01-02-ROUGH_PUMP |  | 03-04-ROUGH_PUMP |  | 05-06-ROUGH_PUMP | 07-08-ROUGH_PUMP |  |  | 09-10-ROUGH_PUMP | 11-12-ROUGH_PUMP | Comp1 |  | 13-14-ROUGH_PUMP | 15-16-ROUGH_PUMP |  |  |  | 19-20-ROUGH_PUMP |  | Comp2 | 21-22-ROUGH_PUMP | 23-24-ROUGH_PUMP |  |  | 25-26-ROUGH_PUMP | 27-28-ROUGH_PUMP |  | Comp2 | 29-30-ROUGH_PUMP |  | 31-32-ROUGH_PUMP |  | 33-34-ROUGH_PUMP |  | 35-36-ROUGH_PUMP |  |  |  | 39-40-ROUGH_PUMP
_U03_C64_67_ |  | Comp1 | [9 empty] | Comp2 | [8 empty] | Comp3 | [7 empty] | Comp3
_U04_C67_70_ |  | Comp2 | [9 empty] | Comp3 | [8 empty] | Comp4 | [7 empty] | Comp4
_U05_C70_73_ |  | Comp3 | [9 empty] | Comp4 | [8 empty] | Comp5 | [7 empty] | Comp5
_U06_C73_76_ |  | Comp4 | [9 empty] | Comp5 | [8 empty] | Comp6 | [7 empty] | Comp6
_U07_C76_79_ |  | Comp5 | [9 empty] | Comp6 | [8 empty] | Comp7 | [7 empty] | Comp7
_U08_C79_82_ |  | Comp6 | [9 empty] | Comp7 | [8 empty] | Vacuum RPV | [7 empty] | Vacuum RPV
_U09_C82_85_ |  | Comp7 | [9 empty] | Vacuum RPV | [8 empty] | Vacuum RPG | [7 empty] | Vacuum RPG
_U10_C85_88_ |  | Vacuum RPV | [9 empty] | Vacuum RPG
_U11_C88_91_ |  | Vacuum RPG
_U12_C91_94_
_U13_C94_97_
_U14_C97_100_
_U15_C100_103_
_U16_C103_106_
_U17_C106_109_
_U18_C109_112_
_U19_C112_115_
_U20_C115_118_
_U21_C118_121_
_U22_C121_124_
_U23_C124_127_
_U24_C127_130_
_U25_C130_133_
_U26_C133_136_
_U27_C136_139_
_U28_C139_142_
_U29_C142_145_
_U30_C145_148_
_U31_C148_151_
_U32_C151_154_
_U33_C154_157_
_U34_C157_160_
_U35_C160_163_
_U36_C163_166_
_U37_C166_169_
_U38_C169_52_
_U39_C52_55_
_U40_C55_58_

## Top Level
Rooms have 2 levels. SR_Mezzanine and SR_Tunnel have 3. | Room number, SR_Mezzanine area number, or SR_Tunnel sector. ("SRM_Area_" can just be "A", and "SRT_" can be removed.) | The Device's parent in CDB Machine Design (The Machine Design Item that Houses the Device) • Unique Name (maybe, but certainly w parent) • Matches CDB Machine Design Item • Sufficient detail for intuitive determination | Device Name: • Unique Name • Matches CDB Machine Design Item • Location may be intuitive, but also specified by Machine Design Parent • Matches the "CNC" (Controls Naming Convention)
Location | Room/Area/Sector | Enclosure/Plinth/Table | Machine Design Address (MDA)
Room | __401_MCR | RR01 |  | Room -> __401_MCR -> RR01
SR_Mezzanine | SRM_Area_01_C58_61 | RF1 Rack 12 | S02A:Q1 | SR_Mezzanine -> Area_01_C58_61 -> RF1 Rack 12
SR_Mezzanine | SRM_Area_01_C58_61 | RR07 | S02A:Q1:TS | SR_Mezzanine -> Area_01_C58_61 -> RR07
SR_Mezzanine | SRM_Area_40_C55_58 | 39-02 |  | SR_Mezzanine -> Area_40_C55_58 -> 39-02
SR_Tunnel | SRT_S01 | __412_B111(ICR) | S02A:P2 | SR_Tunnel -> S01 -> 412_B111(ICR)
S02A:P3
EAA
Experimental Floor | Beamline numbers (ID/BM) | Kind of confusing w/o a good prefix …
Should there be a prefix for Storage Ring and Mezzanine?
S01:VVC2
|  | Should be consistent with -, _ , : | S23:IPC2
Extra characters required for unique cell names, extracted at end |  |  | S23:IPC3
S23:IPC4
Do we have a defined convention others can use?
Dam's Cable Name -> LOCATION[DEVICE] - LOCATION[DEVICE]
SR_Tunn | S_01 | S01A:DLM |  | SR_Tunn -> S_01 -> S01A:DLM